## Current Projects (hidden)
| Current 2019 Projects | ROM cost
C | VCT & SBH Upgrades | 1000000
C | VCT Electrical | 4000000
C | VCT & SBH Hi-Mast LEDs | 750000
J | Copper Piping / AII Rooms | 4700000
J | Swimming Pool Renovation | 4000000
J | Animal Shelter | 500000
J | Force Main Design | 2000000
S | Flooding | 2000000
S | Fire Station | 25000000
S | S. Meals Ave | 2000000
S | Civic Center Staining | 150000
N | Kelsey Dock Phase 2 | 2000000
N | New Well | 1000000
| Whalen Ave | 2000000

## Database
| Imp. Score |  | Priority Score |  | Urg. Score | Funding | Elevated Priority | Elevation Score | Status | Status Score
Importance Category |  | Department Priority |  | Urgency |  | - | - |  | - | 0
- |  | - |  | - |  | Maj. Maint. | CM | -25 | Active | -100 | Gen. Revenue | -9 | Energy Savings | -1 | Offset Aging Inf. | -3
Life Safety | 1 | 1 | 3 | Failed | 1 | CIP | Council | -25 | Design Contract | -150 |  | -7 |  | -3 |  | -1
Emergency Preparedness | 5 | 2 | 6 | <1 Year | 3 | Hospital | In House | -30 | Const Contract | -200 |  | -5 |  | -5 |  | 0
Failed System | 10 | 3 | 9 | 1-2 years | 4 | Code Enforcement | Defer | 15 | Deferred/Hold | 100 |  | -3 |  | 0
Lifecycle repl. | 20 | 4 | 12 | 3-5 years | 16 | CIP 2018 |  |  | Cancelled | 200 |  | -1 |  |  | Community Need | -3
Regulatory Compliance | 10 | 5 | 15 | 5-10 years | 32 |  |  |  | Combined | 200 |  | 0 |  |  |  | 0
Deferred Maint. | 30 | 6 | 18 | 10+ Years | 64 |  |  |  | Complete | 1000
Operational Imp. | 60 | 7 | 20 | [7 empty] | Community Request | -2 | Master Plan | -9
Capital Investment | 50 | 8 | 20 | [8 empty] | 0 |  | -7 | Risk Mitigation | 0
|  | 9 | 21 | [10 empty] | -5 |  | -3
|  | 10 | 21 | [10 empty] | -3 |  | -2
|  | 11 | 22 | [10 empty] | -1 |  | -1
|  | 12 | 22 | [10 empty] | 0
|  | 13 | 23
|  | 14 | 23
|  | 15 | 24
|  | 16 | 24
|  | 17 | 25
|  | 18 | 25
|  | 19 | 26
|  | 20 | 26
|  | 21 | 27
|  | 22 | 27
|  | 23 | 28
|  | 24 | 28
|  | 25 | 29
|  | 26 | 29
|  | 27 | 30
|  | 28 | 30
|  | 29 | 31
|  | 30 | 31
|  | 31 | 32
|  | 32 | 32
|  | 33 | 33
|  | 34 | 33
|  | 35 | 34

## Overall Master
# | Department | Secondary Department | Project Name | Brief Description | Justification | Status | Status_Score | Initial Budget | Previously Committed Funds | Current Available Balance | Design $ (Add/Deduct) | Construction $ (Add/Ded) | Total Add | Total Estimated Cost | Fiscal Year Requested | Importance Category | Score | Department Priority | Score2 | Urgency | Score3 | Funding | Gen Revenue | Energy Savings | Offset Aging Inf. | Community need | Community Request | Master Plan | Risk Mitigation | Cheat Code | Elevated Priority | Elevation Score | Project Score | PM | Prev. Yr Begin Design | Prev. Yr. Begin Const. | Current Yr Begin Design | Current yr. Begin Const. | Potential Grant Comments
1 | Public Works/Fire | Fire | Robe River Booster Pump Replacement | Replace fire water booster pump at Robe River & upgrade to electric | Booster pump has failed and parts aren't available. | Complete | 1000 | 500000 | 284698 | 215302 |  | -115000 | -115000 | 500000 | 2021 | Life Safety | 1 | 1 | 3 | Failed | 1 | Maj. Maint. | 0 | 0 | -3 | 0 | 0 | 0 | -3 |  | - | 0 | 994 | AR | 2020 | 2021 | 2020 | 2021 | In Progress, complete August 2022
2 | Public Works | N/A | New Well #5 | Install new domestic well on SE corner of town. | During peak demand well #4 can be overcome. | Const Contract | -200 | 1501506 | 385918 | 1115588 |  |  | 0 | 2500000 | 2018 | Emergency Preparedness | 5 | 1 | 3 | 1-2 years | 4 | CIP 2018 | 0 | 0 | 0 | 0 | 0 | 0 | 0 |  | - | 0 | -193 | SB | 2017 | 2021 | 2017 | 2022 | Test well drilled 7/2022
3 | Valdez City Schools | N/A | HHES Cafeteria floor | tile floor replacement necessary | floor has settled, deteriorated, tiles loose | Const Contract | -200 | 75000 | 54090 | 20910 |  | 650000 | 650000 | 650000 | 2018 | Failed System | 10 | 3 | 9 | Failed | 1 | Maj. Maint. | 0 | 0 | 0 | 0 | 0 | 0 | 0 |  | - | 0 | -185 | SB | 2021 | 2022 | 2021 | 2022 | In Progress complete August 2022
4 | Fire | Building Maintenance | Roof Replacement Fire station #3 & #4 & Baler | New Roof and insulation Fire station #3 & #4 | Insulation saturated/Roof leaks | Const Contract | -200 | 836791 | 675791 | 161000 |  |  | 0 | 850000 | 2020 | Lifecycle repl. | 20 | 1 | 3 | <1 Year | 3 | CIP | 0 | 0 | -3 | 0 | 0 | 0 | -3 |  | - | 0 | -185 | SB | 2020 | 2021 | 2020 | 2022 | In Progress Complete Sep. 2022
5 | Parks & Recreation | Library | Library and Staff Restrooms | There are four public restrooms in the library and one staff restroom. Two of the public restrooms are located on the main floor and two on the basement level. Each restroom needs updated fixtures, new flooring, counter tops, and automatic doors(public restrooms only). | The current restrooms are functional, but not ADA compliant. Each restroom has big heavy door that is difficult to manage for anyone with impaired mobility. Fixtures are very out of date. Any public facility in the City should have restrooms that are ADA accessible, and all of our patrons would benefit from an upgrade to our restrooms. | Const Contract | -200 | 731290 | 707056 | 24234 |  |  | 0 | 730000 | 2018 | Regulatory Compliance | 10 | 3 | 9 | Failed | 1 | Maj. Maint. | 0 | 0 | 0 | 0 | 0 | 0 | 0 |  | - | 0 | -185 | SB/AR | 2021 | 2022 | 2021 | 2021 | In Progress Complete July 2022
6 | Economic Development | N/A | City Wide Wayfinding | Wayfinding signs around town for tourists | noted as deficiency with cruise companies and surveys | Const Contract | -200 | 250000 |  | 250000 |  | -150000 | -150000 | 250000 | 2020 | Operational Imp. | 60 | 17 | 25 | <1 Year | 3 | CIP | -1 | 0 | 0 | -3 | 0 | -3 | 0 | -57 | - | 0 | -181 | MR | 2020 | 2021 | 2020 | 2022 | In Progress complete June 2022
7 | Senior Center | N/A | Apartment Upgrades | Interior renovation of individual apartments including kitchen, bathrooms, and livind space finishes. | Remodels needed as tennants move out. | Const Contract | -200 | 250000 | 33968 | 216032 | 0 | 0 | 0 | 250000 | 2018 | Lifecycle repl. | 20 | 1 | 3 | <1 Year | 3 | Maj. Maint. | 0 | 0 | 0 | 0 | 0 | 0 | 0 |  | - | 0 | -179 | MR | 2017 | 2020 | 2017 | 2022 | On going
8 | Hospital | Capital Facilities | Master Plan Providence Valdez | Update Hospital Masterplan | 10 yr renewal | Design Contract | -150 | 250000 | 250000 | 0 |  |  | 0 | 250000 | 2021 | Lifecycle repl. | 20 | 3 | 9 | <1 Year | 3 | CIP | 0 | 0 | 0 | 0 | 0 | -9 | 0 |  | CM | -25 | -157 | ND | 2021 | 2021 | 2021 | 2021 | In Progress Complete August 2022
9 | Public Works | N/A | Force Main Design | Replace sewer force main from LS1 to sewage ponds. Perform upgrades and /or replace LS1. | Force main has known failures in the past, running through environmentally sensitive part of town. Conveys all of core of town's sewage. | Design Contract | -150 | 2000000 | 0 | 2000000 | 0 | 0 | 0 | 2000000 | 2018 | Failed System | 10 | 1 | 3 | <1 Year | 3 | CIP 2018 | 0 | 0 | -3 | -3 | 0 | -9 | -3 |  | - | 0 | -157 | LV | 2019 | 2022 | 2019 | 2023 | Bond approved 5/22, Bidding expected 9/22. Construct 5/23-9/24
10 | Valdez City Schools | N/A | HHES Exterior Envelope Replacement | Replace Roof, siding, and exterior doors | Accumulated deferred maintenance | Design Contract | -150 | 500000 |  | 500000 |  |  | 0 | 7500000 | 2019 | Failed System | 10 | 1 | 3 | 1-2 years | 4 | Maj. Maint. | 0 | -1 | -3 | 0 | -2 | -7 | -1 |  | - | 0 | -152 | SB | 2021 | 2022 | 2021 | 2023 | In Design. Bid Dec. 2022
11 | Valdez City Schools | N/A | Replace Freezer/cooler at VHS/HHES Bus Barn | Replace Motor with emc motor and coils and evaporator | outlived life expectancy | Const Contract | -200 | 294000 | 294000 | 0 |  |  | 0 | 294000 | 2019 | Lifecycle repl. | 20 | 28 | 30 | 1-2 years | 4 | Maj. Maint. | 0 | 0 | 0 | 0 | 0 | 0 | 0 |  | - | 0 | -151 |  | 2022 | 2023 | 2022 | 2022 | In progress complete Aug 2022
12 | Information Technology/Police/Fire | Police/Fire | Radio Repeater Repairs & Upgrades | Replace existing and failing radio infrastructure | Repeaters are due for lifecycle replacement, have known issues and are vital for 911 support | Design Contract | -150 | 604463 | 90087 | 514376 |  | 250000 | 250000 | 250000 | 2020 | Life Safety | 1 | 1 | 3 | Failed | 1 | Maj. Maint. | 0 | 0 | 0 | 0 | 0 | 0 | 0 |  | - | 0 | -150 | TR | 2020 | 2021 | 2020 | 2022 | In Design. Implement Fal22/spring 23
13 | Ports & Harbors | Capital Facilities | Airport Generator Exhaust | Add exhaust system to airport generator | Fumes travel into offices at airport. | Design Contract | -150 |  |  | 0 |  |  | 0 | 80000 | 2022 | Life Safety | 1 | 1 | 3 | Failed | 1 | Maj. Maint. | 0 | 0 | 0 | 0 | 0 | 0 | 0 |  | - | 0 | -150 | AR | 2020 | 2021 | 2020 | 2021 | On Hold
14 | Public Works | N/A | East Hanagita Road Realignment | Additional housing units for Senior Living | Significant wait list | Design Contract | -150 | 50000 | 50000 | 0 |  | 1000000 | 1000000 | 1100000 | 2020 | Capital Investment | 50 | 1 | 3 | 1-2 years | 4 | CIP | -9 | 0 | -3 | -3 | -2 | -9 | 0 |  | Council | -25 | -149 | ND | 2021 | 2023 | 2021 | 2022 | In Construction complete Oct 22. CDBG Grant "Awarded", awaiting funds 825K
15 | Ports & Harbors | N/A | Electrical replacement and upgrade at the Fisherman’s Dock | The existing pedestal/power had to be abandoned due to safety concerns. Power needs to be available to anyone using the grid for maintenance needs | Electrical has been locked out due to current condition. | Design Contract | -150 |  |  | 0 |  | 250000 | 250000 | 250000 | 2022 | Failed System | 10 | 2 | 6 | Failed | 1 | Maj. Maint. | -1 | 0 | -3 | -3 | -2 | 0 | -2 |  | - | 0 | -149 |  |  |  | 2021 | 2022
16 | Administration/Police | Police | City Hall Revitalization | Convert old FS1 into storage | Short term solution is to utilize for storage. Evaluate future expansion | Const Contract | -200 |  |  | 0 |  |  | 0 | 1100000 | 2019 | Capital Investment | 50 | - | 0 | 5-10 years | 32 | CIP | 0 | 0 | 0 | 0 | 0 | 0 | 0 |  | Council | -25 | -148 | LV | 2020 | 2021 | 2020 | 2022 | In construction complete Sep 2022
17 | Parks & Recreation | Parks Maintenance | Shooting Range Safety Mitigation | Additional fill/targets/soil/fencing | Noted on insurance evaluation, Constant problem | Design Contract | -150 | 200000 | 24310 | 175690 |  |  | 0 | 200000 | 2018 | Life Safety | 1 | 3 | 9 | Failed | 1 | Maj. Maint. | 0 | 0 | 0 | 0 | 0 | 0 | 0 |  | - | 0 | -144 | SB | 2021 | 2021 | 2021 | 2024 | on hold, with DNR
18 | Parks & Recreation | Library/Building Maintenance | Replace/Upgrade AHU system at Library | AHU, VAV units, and DDC controls | Old system was pnumatic and will not balance without serious upgrades. Air Conditioning unit needs replacement. | Design Contract | -150 | 250000 | 4264 | 245736 |  | 250000 | 250000 | 500000 | 2021 | Failed System | 10 | 2 | 6 | 1-2 years | 4 | Maj. Maint. | 0 | -1 | -3 | 0 | 0 | 0 | -3 |  | - | 0 | -142 | BS | 2021 | 2022 | 2021 | 2022 | In Design
19 | Ports & Harbors | N/A | Small Boat Harbor Major Reconstruction | Replace H-K Docks, Repair/relocated Boat Lifting Pier and Operations, Replace the Tour Dock, Replace the Travelift, and maximize float capacity. | End of life expectancy and needs to be replaced ($5M Grant money) | Design Contract | -150 | 12000000 | 622279 | 11377721 |  | 4000000 | 4000000 | 17000000 | 2018 | Deferred Maint. | 30 | 1 | 3 | 1-2 years | 4 | CIP | -5 | -3 | -3 | -3 | 0 | -5 | -3 |  | - | 0 | -140 | AR | 2020 | 2023 | 2020 | 2023 | State Matching Grant "Awarded", City Match funded. Short $5MM
20 | Hospital | N/A | ER & Admitting door upgrade | Replace Emergency Room patient room doors with sliding doors to facilitate patient transfer. | Doors don't allow gurney transit and should be upgraded to work with upgraded AII system. | Design Contract | -150 |  |  | 0 |  |  | 0 | 50000 | 2020 | Regulatory Compliance | 10 | 1 | 3 | <1 Year | 3 | Maj. Maint. | 0 | 0 | 0 | 0 | 0 | 0 | 0 |  | - | 0 | -139 | ND | 2021 | 2021 | 2021 | 2022 | On Hold following Hospital Masterplan
21 | Hospital | N/A | Loading Dock Water Drainage | Loading Dock needs more drainage spring thaw and rain will fill the area. | Need to remove water and ponding. | Design Contract | -150 | 50000 |  | 50000 |  |  | 0 | 90000 | 2018 | Failed System | 10 | 1 | 3 | 1-2 years | 4 | Maj. Maint. | 0 | 0 | 0 | 0 | 0 | 0 | 0 |  | - | 0 | -138 | ND | 2021 | 2022 | 2021 | 2022 | See East Hanagita
22 | Parks & Recreation | Civic Center | New weather stripping around catering doors, loading dock doors, roof access hatch and theatre man doors. | Cold air just pours in around the doors near the kitchen and loading dock. | Improvement of heating efficiency. | Design Contract | -150 | 45000 |  | 45000 |  | 100000 | 100000 | 145000 | 2018 | Failed System | 10 | 2 | 6 | 1-2 years | 4 | Maj. Maint. | 0 | 0 | 0 | 0 | 0 | 0 | 0 |  | - | 0 | -135 | BS | 2021 | 2022 | 2021 | 2022 | In Design, DB solicitation Fall 2022
23 | Ports & Harbors/Public Works | Public Works | VCT Waterline Repair/Replacement | Replace Failed Water System at the VCT | Failed Does not supply enough water for Fire Safety. | Design Contract | -150 | 200000 |  | 200000 |  |  | 0 | 1500000 | 2018 | Failed System | 10 | 2 | 6 | 3-5 years | 16 | CIP | -2 | -5 | 0 | 0 | 0 | -3 | -1 |  | - | 0 | -134 | TS | 2021 | 2022 | 2021 | 2023 | In Design, CRW Grant responsibility FEMA Port Security Grant
24 | Senior Center | Building Maintenance | Senior Center Siding | Repair or replace damaged and buckling siding at the Senior Center. | Repair of damaged siding will resolve existing issues and prevent additional buckling from occurring to the structure. Outside siding problems could lead to leaking issues that could impact other operations. | Design Contract | -150 | 350000 |  | 350000 |  |  | 0 | 350000 | 2018 | Failed System | 10 | 3 | 9 | <1 Year | 3 | Maj. Maint. | 0 | 0 | 0 | 0 | 0 | 0 | 0 |  | - | 0 | -133 | BS | 2021 | 2022 | 2021 | 2023 | In Design
25 | Parks & Recreation | Library/Building Maintenance | Replace Library Windows | 13 windows (7 that open) along the back wall of the main floor of the library need to be replaced with more energy efficient windows that can be locked. | Of the seven windows that open, five have broken latches and cannot be closed securely. Each window has a 1/2 inch gap in the top, so even when closed the windows are not air tight. In the winter, sometimes windows are drilled shut, to prevent them from blowing open in the wind. This means the windows cannot be opened in case of fire or another emergency. All of the windows have blinds inside the two panes of glass, and most of the blinds no longer work. Bottom line, these windows are energy inefficient and pose a security risk. | Design Contract | -150 | 65000 | 55020 | 9980 |  | 300000 | 300000 | 300000 | 2018 | Lifecycle repl. | 20 | 1 | 3 | 1-2 years | 4 | Maj. Maint. | 0 | 0 | 0 | 0 | 0 | 0 | 0 |  | - | 0 | -128 | AR | 2021 | 2022 | 2021 | 2023 | Need to rebid Winter 2022
26 | City Manager | N/A | Coast Guard City Sign | Sign commemorating Valdez Coast Guard City |  | Design Contract | -150 |  |  | 0 | 17000 | 35000 | 52000 | 20000 | 2021 | Capital Investment | 50 | 1 | 3 | <1 Year | 3 | CIP | 0 | 0 | 0 | 0 | -2 | 0 | 0 |  | Council | -25 | -126 | [5 empty] | Ready to bid
27 | Parks & Recreation | N/A | Meals Hill Development | Feasibility and implementation plan for Meals Hill additions and programming | Meals Hill, newly acquired by the City, is a area where the Community should have input into any future use and development for recreation opportunities. (This has started and will be completed Summer 2021) | Design Contract | -150 |  |  | 0 |  |  | 0 | 3500000 | 2020 | Capital Investment | 50 | 2 | 6 | <1 Year | 3 | CIP | 0 | 0 | 0 | 0 | 0 | -1 | 0 |  | Council | -25 | -122 |  | 2020 | 2023 | 2020 | 2023 | EDA Grant Submitted
28 | Public Works | N/A | Relocation of water line from Meals to Richardson Highway | Replace water main and associated valves. | Water line crosses LDS and Saxe properties without an easement and underneath existing and planned structures | Design Contract | -150 |  |  | 0 | 75000 | 675000 | 750000 | 754000 | 2022 | Operational Imp. | 60 | 1 | 3 | <1 Year | 3 | CIP | 0 | 0 | -3 | 0 | -2 | 0 | -3 |  | CM | -25 | -122 |  |  |  | 2021 | 2022 | N/A under construction, Complete October 2022
29 | Museum | N/A | New Museum Facility | Construct new Museum facility to house all of museum archive and programming. | Consolidate infrastructure for Operational Imp's, space, environmental and human resource efficiencies. See Museum Master Interpretive Plan | Active | -100 | 250000 | 237998 | 12002 |  |  | 0 | 28000000 | 2018 | Capital Investment | 50 | 3 | 9 | 5-10 years | 32 | CIP | 0 | 0 | 0 | 0 | 0 | 0 | 0 |  | - | 0 | -100 | ND | 2020 | 2024 | 2020 | 2024 | National Humanities Grant submitted 2021. Museum is lead
30 | Clinic | Building Maintenance | Interior Paint Clinic | Repaint interior walls / offices at clinic and public health | due for replacement and required for lease agreement. | Active | -100 | 75000 |  | 75000 |  |  |  | 75000 | 2018 | Lifecycle repl. | 20 | 2 | 6 | <1 Year | 3 | Maj. Maint. | 0 | 0 | 0 | 0 | 0 | 0 | 0 |  | - | 0 | -100 | LV | 2020 | 2022 | 2020 | 2022
31 | Hospital | N/A | Gas appliances in Dietary | replace electric appliances with propane. | More efficient with gas appliances, Current ovens not working well | Active | -100 |  |  | 0 |  |  | 0 | 30000 | 2018 | Operational Imp. | 60 | 1 | 3 | 1-2 years | 4 | Maj. Maint. | 0 | 0 | 0 | 0 | 0 | 0 | 0 |  | - | 0 | -100 |  |  |  | 2022 | 2022 | On Hold for Hospital Masterplan
32 | Hospital | N/A | Emergency Department Entrance Redesign | Create a triage desk and waiting area upon entrance to the hospital. Move the morgue to the back of the hospital. | Infection Prevention, security, Privacy for removal of remains from the morgue, safety of employees moving remains - hard to lift and move remains from current room. | Active | -100 |  |  | 0 |  |  | 0 | 800000 | 2018 | Failed System | 10 | 1 | 3 | 1-2 years | 4 | Hospital | 0 | 0 | 0 | 0 | 0 | 0 | -1 |  | - | 0 | -100 |  |  |  | 2021 | 2022 | On Hold for Hospital Masterplan
33 | Parks & Recreation | Parks Maintenance | Repair/Replace picnic shelters at Glacier Campground, Alpine Woods, Robe River Park, Dock Point | Structures need to be maintained preparatory for replacement. Support posts are rotting. | Evaluation complete in 2017 (Tie this in with installation of Romtec's | Active | -100 | 100000 |  | 100000 |  |  | 0 | 100000 | 2018 | Failed System | 10 | 1 | 3 | 1-2 years | 4 | Maj. Maint. | 0 | 0 | 0 | 0 | 0 | 0 | -3 |  | - | 0 | -100 | TS | 2021 | 2022 | 2021 | 2023 | In Design, Bid Winter 2022
34 | Public Works/Planning | Planning | Glacier Haul Rd | Armor the edge by balefield/ add rip-rap and dig in a toe | Landfill protection. Repair river scour from 2017. Repairs done in 2019. Request for NRCS grant. | Active | -100 | 249010 |  | 249010 |  |  | 0 | 250000 | 2018 | Regulatory Compliance | 10 | 1 | 3 | Failed | 1 | Maj. Maint. | 0 | 0 | 0 | 0 | 0 | 0 | 0 |  | - | 0 | -100 | SB | 2021 | 2022 | 2021 | 2023 | Requested Grant Assistance from NRCS 2021
35 | Valdez City Schools | N/A | Use Remaining Middle School Bond | Erect Canopy over Rock wall entrance, storage building, taller bleachers | Money is allocated, reimbursement potential | Active | -100 | 1353185 |  | 1353185 |  |  | 0 | 1353185 | 2018 | Capital Investment |  | 1 |  | 1-2 years |  | CIP | 0 | 0 | 0 | 0 | 0 | 0 | 0 |  | - | 0 | -100 | ND | 2020 | 2022 | 2020 | 2023 | Current monies remaining, School Board recommendation, potential reimbursement.
36 | City Manager/Planning | Planning | Infrastructure for Blueberry Road subdivision | Extend water and sewer to new subdivision at bottom of Blue Berry Hill | Housing development requiring extended services. | Active | -100 |  |  | 0 | 175000 | 750000 | 925000 | 925000 | 2022 | Capital Investment | 50 | 2 | 6 | 1-2 years | 4 | CIP | -3 | 0 | 0 | -3 | -2 | -7 | 0 |  | Council | -25 | -100 |  |  |  | 2022 | 2023 | Waiting on Developer, Need RFQ
37 | Valdez City Schools | N/A | High School Major Renovation | Interior and exterior renovations, finishes, windows, doors | Accumulated deferred maintenance | Active | -100 |  |  | 0 |  |  | 0 | 12500000 | 2019 | Failed System | 10 | 2 | 6 | 1-2 years | 4 | Maj. Maint. | 0 | -1 | -3 | 0 | -2 | -5 | -1 |  | - | 0 | -100 | SB | 2021 | 2023 | 2021 | 2024 | Waiting on Condition assessment. RFQ Sept. 2022
38 | Hospital | N/A | Air Treatment System Replacement | Replace equipment and upgrade wiring for air treatment equipment | End of lifecycle, due for replacement | Active | -100 |  |  | 0 | 100000 | 250000 | 350000 | 350000 | 2020 | Failed System | 10 | 1 | 3 | 1-2 years | 4 | Maj. Maint. | 0 | 0 | 0 | 0 | 0 | 0 | 0 |  | - | 0 | -100 | BF | 2021 | 2022 | 2022 | 2022
39 | Building Maintenance | N/A | City Wide Fire Systems upgrade | Some aging fire protection systems have recently been deemed obsolete. | We need to do upgrades so systems can be maintained | Active | -100 |  |  | 0 | 50000 | 200000 | 250000 | 250000 | 2020 | Lifecycle repl. | 20 | 2 | 6 | Failed | 1 | Maj. Maint. | 0 | 0 | 0 | 0 | 0 | 0 | 0 |  | - | 0 | -100 | BS | 2020 | 2021 | 2020 | 2022 | In progress DB W/ Siemens
40 | Public Works/Planning | Planning | Whalen Ave (Pavement Phase III) | Pavement and right of way improvements along Whalen Ave | Undeveloped street adjacent developable property in town | Design Contract | -150 | 2097410 | 1769 | 2095641 | 0 | 0 | 0 | 2097410 | 2018 | Capital Investment | 50 | 10 | 21 | 5-10 years | 32 | CIP | 0 |  |  |  | -2 |  |  |  | Council | -25 | -79 | ND | 2017 | 2022 | 2017 | 2022 | Under Construction 2022/23
41 | Senior Center | Building Maintenance | Senior Center Sprinkler Repairs | Misc. Repairs to fire protection system | freeze-ups and leaks causing damage to the building and rest of the system. | - | 0 |  |  | 0 |  | 200000 | 200000 | 200000 | 2022 | Life Safety | 1 | 1 | 3 | Failed | 1 | Maj. Maint. | 0 | 0 | 0 | 0 | 0 | -7 | -3 |  | - | 0 | -10 |  |  |  | 2022 | 2022 | D/B waiting on proposals
42 | Police | Building Maintenance | Outdoor Warning System Upgrade | Upgrade/ Expand Outdoor Warning System technology and sites to increase clarity and coverage | Valdez has expanded whereas the OWS has not. Sections of Valdez are left unable to hear any sirens or messages. Upgrades are needed to the technology of the consoles and chips on which messaging is stored | - | 0 |  |  | 0 | 25000 | 50000 | 75000 | 75000 | 2022 | Emergency Preparedness | 5 | 1 | 3 | <1 Year | 3 | Maj. Maint. | 0 | 0 | -3 | -3 | 0 | -3 | -2 |  | - | 0 | -5 |  |  |  | 2022 | 2023 | in Progress
43 | Public Works/Planning | Planning | Pavement Management Phase IV-V | Meals & side streets / Pioneer /Mineral Creek |  | - | 0 |  |  | 0 |  |  | 0 | 12000000 | 2019 | Capital Investment | 50 | 3 | 9 | 3-5 years |  | CIP | -9 | 0 | -3 | -3 | -2 | -9 | -2 |  | Council | -25 | 1 |  | 2021 | 2023 | 2022 | 2023 | Began Design April 2022
44 | Parks & Recreation | Civic Center | Green Room & Dressing Room Flood Damage Repairs | Replace finishes on walls and floor in dressing and green rooms at Civic Center. Remodel dressing room restrooms | Flooding caused by a failed dialectric union on a unit heater flooded the rooms in the basement of the Civic Center | - | 0 |  |  | 0 | 75000 | 275000 | 350000 | 350000 | 2022 | Failed System | 10 | 1 | 3 | Failed | 1 | Maj. Maint. | -1 | 0 | -3 | 0 | 0 | 0 | -3 |  | - | 0 | 2 |  |  |  | 2022 | 2023
45 | Police/Fire | Fire | Station 4 Sheltering | Upgrade / Remodel Station 4 to serve as an adequate shelter for outlying subdivisions | No adequate shelters in community | - | 0 |  |  | 0 |  |  | 0 | 800000 | 2018 | Emergency Preparedness | 5 | 2 | 6 | 1-2 years | 4 | CIP | 0 | 0 | 0 | -3 | 0 | 0 | -3 |  | - | 0 | 4 | AB | 2020 | 2022 | 2022 | 2024
46 | City Manager/Planning | Planning | Abatement of Mr. Williams Dump Road Salavage Yard | Assist with clean-up with property adjcent to dump road |  | - | 0 |  |  | 0 |  |  | 0 | 350000 | 2022 | Regulatory Compliance | 10 | 5 | 15 | 3-5 years | 16 | Code Enforcement | 0 | 0 | 0 | 0 | -2 | -3 | -2 |  | CM | -25 | 4 |  |  |  | 2023 | 2024
47 | Hospital | N/A | Replace Backup Generator | Replace emergency generator | redundancy that may become required to meet future codes. | - | 0 |  |  | 0 | 100000 |  | 100000 | 1250000 | 2018 | Failed System | 10 | 1 | 3 | <1 Year | 3 | CIP | 0 | 0 | -3 | 0 | 0 | 0 | -3 |  | - | 0 | 5 |  | 2022 | 2023 | 2022 | 2023
48 | Ports & Harbors | N/A | VCT Scale Replacement | Replace VCT Scale | Scale inspection indicates past useful life and in need of replacement. | - | 0 |  |  | 0 |  |  | 0 | 350000 | 2022 | Lifecycle repl. | 20 | 2 | 6 | 1-2 years | 4 | Maj. Maint. | -3 | 0 | -3 | -3 | 0 | -5 | 0 |  | - | 0 | 11 |  |  |  | 2022 | 2023
49 | Ports & Harbors/Public Works | Public Works | Harbor water repairs (See H-K Replacement) | Harbor office fish clean station has water line break that needs repaired. Replace valves and sidewalk | underground waterline break | - | 0 |  |  | 0 |  |  | 0 | 100000 | 2018 | Failed System | 10 | 2 | 6 | <1 Year | 3 | Maj. Maint. | 0 | 0 | 0 | 0 | 0 | 0 | 0 |  | - | 0 | 14 |  | 2020 | 2021 | 2022 | 2023 | Incorporated to H-K Replacement
50 | Public Works | Building Maintenance | New Roof in Well Houses and Lift Stations | Install sloping roofs on Well/Pump houses | Flat roofs are failing and allowing water to damage interior of buildings | - | 0 |  |  | 0 |  |  | 0 | 250000 | 2018 | Failed System | 10 | 3 | 9 | 1-2 years | 4 | CIP | 0 | 0 | 0 | 0 | 0 | 0 | -3 |  | - | 0 | 15 |  | 2022 | 2023 | 2022 | 2023
51 | Ports & Harbors | Airport | Airport Stucco & Paint Repairs | Repair damaged Stucco | Flaking Stucco exposing substrait. Needs repaired & protected. | - | 0 |  |  | 0 |  |  | 0 |  | 2022 | Failed System | 10 | 4 | 12 | Failed | 1 |  | 0 | 0 | 0 | 0 | 0 | 0 | -1 |  | - | 0 | 17 |  |  |  | 2023 | 2024
52 | Ports & Harbors | Airport | Airport Window Replacement | Replace / Reseal high impact windows on airport terminal | Windows leak and are drafty | - | 0 |  |  | 0 |  |  | 0 | 650000 | 2020 | Lifecycle repl. | 20 | 2 | 6 | 1-2 years | 4 | Maj. Maint. | 0 | -5 | -1 | 0 | 0 | 0 | 0 |  | - | 0 | 19 |  | 2023 | 2024 | 2023 | 2024
53 | Hospital | N/A | Automation Up-grade | Up-date all obsolete sensors |  | - | 0 |  |  | 0 |  |  | 0 | 35000 | 2022 | Lifecycle repl. | 20 | 4 | 12 | 1-2 years | 4 | Hospital | 0 | -3 | -1 | 0 | 0 | 0 | -1 |  | - | 0 | 26 |  |  |  | 2023 | 2024
54 | Public Works/Planning | Planning | 10 Mile Excavation & Dike Raise Phase 2 | Excavate Chanel in Lowe, Material to raise Dikes | Flooding significant subdivision within City limits. | - | 0 |  |  | 0 |  | 0 | 0 | 12000000 | 2020 | Regulatory Compliance | 10 | 2 | 6 | 3-5 years | 16 | CIP | 0 | 0 | 0 | 0 | 0 | 0 | 0 |  | - | 0 | 27 | SB | 2020 | 2024 | 2020 | 2024
55 | Ports & Harbors | N/A | Harbor Boardwalk & Rest Area Reconstruction | Wood Structures Replacement for picnic and bench shelters | Failing and Due to be replaced | - | 0 |  |  | 0 |  |  | 0 | 50000 | 2018 | Lifecycle repl. | 20 | 3 | 9 | 1-2 years | 4 | Maj. Maint. | 0 | 0 | 0 | 0 | 0 | 0 | 0 |  | - | 0 | 28 |  | 2023 | 2024 | 2023 | 2024
56 | Hospital | N/A | Wireless Access Control points | Wireleess door module that hooks up to the wifi. | Ease of programmimmg and 1 button Lockdown | - | 0 |  |  | 0 |  |  | 0 | 20000 | 2022 | Lifecycle repl. | 20 | 4 | 12 | 1-2 years | 4 | Hospital | 0 | 0 | 0 | 0 | 0 | 0 | -1 |  | - | 0 | 30 |  |  |  | 2023 | 2024
57 | Public Works | N/A | Public Works office new flooring | original | hard to clean | - | 0 |  |  | 0 |  |  | 0 | 15000 | 2018 | Lifecycle repl. | 20 | 4 | 12 | 1-2 years | 4 | Maj. Maint. | 0 | 0 | 0 | 0 | 0 | 0 | 0 |  | - | 0 | 31 |  | 2022 | 2023 | 2022 | 2023
58 | Valdez City Schools | N/A | Storm Drain Repair District Office | Storm drain has deteriorated | storm drain has collapsed…erosion | - | 0 |  |  | 0 |  |  | 0 | 50000 | 2018 | Failed System | 10 | 20 | 26 | Failed | 1 | Maj. Maint. | 0 | 0 | 0 | 0 | 0 | 0 | 0 |  | - | 0 | 32 |  | 2023 | 2024 | 2023 | 2024
59 | Parks & Recreation | Parks Maintenance | Re-grade Black Gold Park for proper drainage and to make it usable area in the summer | Regrade and improve drainage | Large ponds form and water never drains off the park. (Combine this with Black Gold Improvement Project) | - | 0 |  |  | 0 |  |  | 0 | 1600000 | 2018 | Failed System | 10 | 4 | 12 | 3-5 years | 16 | Maj. Maint. | 0 | 0 | 0 | 0 | 0 | 0 | 0 |  | - | 0 | 33 |  | 2022 | 2023 | 2023 | 2024
60 | Parks & Recreation | Civic Center | LED Lighting for theatre. | Upgrade theatre lighting to LED | Cost efficiency and modernization. We currently have approximately two hundred (200) 750-1000 Watt theatre lights. Not only is the lighting technology antiquated, but it's costly to run when we have a need theatre lights. We could replace the theatre lights in stages, doing one pipe at a time and it would not be such an all-at-once financial hit. This would help to bring our theatre up-to-date will others around the country as all are switching to LED theatrical lights. | - | 0 |  |  | 0 |  |  | 0 | 300000 | 2018 | Lifecycle repl. | 20 | 1 | 3 | 3-5 years | 16 | Maj. Maint. | 0 | 0 | 0 | 0 | 0 | 0 | 0 |  | - | 0 | 34 |  | 2023 | 2024 | 2023 | 2024
61 | Police | N/A | Locker Room Remodel | Update/Remodel existing PD locker rooms | Locker rooms are outdated and in need of remodel/repair. They have been the same since at least 1999 | - | 0 |  |  | 0 |  |  | 0 | 40000 | 2018 | Deferred Maint. | 30 | 2 | 6 | 1-2 years | 4 | Maj. Maint. | 0 | 0 | 0 | 0 | 0 | 0 | 0 |  | - | 0 | 35 |  | 2022 | 2023 | 2023 | 2024
62 | Hospital | N/A | Boiler replacement | Replace 3 boilers with more efficient models | Boilers are coming to EOL | - | 0 |  |  | 0 |  |  | 0 | 215000 | 2022 | Lifecycle repl. | 20 | 5 | 15 | 3-5 years | 16 | Hospital | 0 | -5 | -3 | 0 | 0 | 0 | -3 |  | - | 0 | 35 |  |  |  | 2023 | 2024
63 | Valdez City Schools | N/A | Sidewalk replacement District Office | Existing sidewalks deteriorated | outlived life expectancy | - | 0 |  |  | 0 |  |  | 0 | 150000 | 2018 | Lifecycle repl. | 20 | 25 | 29 | 1-2 years | 4 | Maj. Maint. | 0 | 0 | -1 | 0 | 0 | -9 | -3 |  | - | 0 | 35 |  | 2022 | 2023 | 2023 | 2024
64 | Ports & Harbors | N/A | Stan Stephens parking lot and plaza repairs | Repair curbs, concrete walks, decking, and interpretive shelter. | Damaged walks and Curbs are an eyesore and if left unrepaired will eventually cause additional construction replacement costs. | - | 0 |  |  | 0 |  |  | 0 | 125000 | 2018 | Deferred Maint. | 30 | 3 | 9 | 1-2 years | 4 | Maj. Maint. | 0 | 0 | 0 | 0 | 0 | 0 | 0 |  | - | 0 | 38 |  | 2022 | 2023 | 2023 | 2024
65 | Public Works | N/A | New sand shed roof | Replace sand shed roof at city shop | roof leaks | - | 0 |  |  | 0 |  |  | 0 | 10000 | 2018 | Deferred Maint. | 30 | 3 | 9 | 1-2 years | 4 | Maj. Maint. | 0 | 0 | 0 | 0 | 0 | 0 | 0 |  | - | 0 | 38 |  | 2022 | 2023 | 2023 | 2024 | Combined Roof Project
66 | Public Works | N/A | Doors at PW Shop | need, hinges, and weather striping | Doors are sagging and weather stripping is worn/ leaking | - | 0 |  |  | 0 |  |  | 0 | 60000 | 2018 | Deferred Maint. | 30 | 3 | 9 | 1-2 years | 4 | Maj. Maint. | 0 | 0 | 0 | 0 | 0 | 0 | 0 |  | - | 0 | 38 |  | 2022 | 2023 | 2023 | 2024
67 | Police | Animal Control | Animal Shelter Floor Replacement | Replace Animal Shelter Flooring throughout the building (except Kennel area and Garage area) | Flooring is in need of replacement and is in a high-traffic, high-visibility area | - | 0 |  |  | 0 |  |  | 0 | 135000 | 2018 | Lifecycle repl. | 20 | 2 | 6 | 1-2 years | 4 | Maj. Maint. | 0 | 0 | 0 | 0 | 0 | 0 | 0 |  | Defer | 15 | 40 |  | 2022 | 2023 | 2023 | 2024
68 | Public Works | Building Maintenance | Baler Floor Repair | Install new Acid resistant concrete and slope to drain | Existing floor is spalling bad and does not drain. | - | 0 |  |  | 0 |  |  | 0 | 500000 | 2018 | Failed System | 10 | 8 | 20 | 3-5 years | 16 | Maj. Maint. | 0 | 0 | 0 | 0 | 0 | 0 | 0 |  | - | 0 | 41 |  | 2022 | 2023 | 2023 | 2024
69 | Senior Center | Building Maintenance | Boiler Mates at the Senior Center | Replace Domestic Hot Water makers at Senior Center | Old Hot Water makers are at end of service life and inefficient. | - | 0 |  |  | 0 |  |  | 0 | 20000 | 2018 | Deferred Maint. | 30 | 4 | 12 | 1-2 years | 4 | Maj. Maint. | 0 | 0 | 0 | 0 | 0 | 0 | 0 |  | - | 0 | 41 |  | 2022 | 2023 | 2023 | 2024
70 | Ports & Harbors | N/A | Harbor Office and Maintenance Building | Remodel/Replace Existing Harbor Office and Maintenance Building. Create additional work spaces, laundry, showers, and indoor maintenance areas. | Current Harbor Offices are past their original life expectancy | - | 0 |  |  | 0 |  |  | 0 | 3000000 | 2018 | Deferred Maint. | 30 | 2 | 6 | 3-5 years | 16 | CIP | 0 | 0 | -1 | 0 | 0 | -5 | 0 |  | - | 0 | 41 |  | 2022 | 2024 | 2023 | 2025
71 | Valdez City Schools | N/A | HHES Kitchen Remodel | Replace obsolete equipment, explore switching elementary kitchen appliances from electric to LP, | Outlived service life | - | 0 |  |  | 0 |  |  | 0 | 120000 | 2022 | Failed System | 10 | 10 | 21 | 3-5 years | 16 | Maj. Maint. | 0 | 0 | -1 | 0 | 0 | 0 | 0 |  | - | 0 | 41 |  |  |  | 2024 | 2025
72 | Ports & Harbors | N/A | New Boat Harbor Fuel Float and infrastructure | Install tanks and Pumps for New Boat Harbor Fuel Delivery. | Avoid congestion in the old boat harbor, and provide fuel vendor and concessions to the masses. | - | 0 |  |  | 0 |  |  | 0 | 4500000 | 2018 | Capital Investment | 50 | 4 | 12 | 1-2 years | 4 | CIP | -9 | 0 | -1 | -3 | -2 | -5 | 0 |  | - | 0 | 41 |  | 2020 | 2021 | 2023 | 2025
73 | Public Works | N/A | VMF HVAC System Upgrade | Replace obsolete units, incorporate vehicle exhaust capture | System needs to be updated to meet current demands and for efficiencies | - | 0 |  |  | 0 |  |  | 0 | 50000 | 2018 | Deferred Maint. | 30 | 4 | 12 | 1-2 years | 4 | Maj. Maint. | 0 | 0 | 0 | 0 | 0 | 0 | 0 |  | - | 0 | 41 |  | 2022 | 2023 | 2023 | 2024
74 | Ports & Harbors | N/A | Marine Infrastructure underwater/Inspection | This item is reoccurring every 5 years and should be built into the long term plan. | Maintenance is less costly than replacement. | - | 0 |  |  | 0 |  |  | 0 | 250000 | 2018 | Deferred Maint. | 30 | 1 | 3 | 3-5 years | 16 | Maj. Maint. | 0 | 0 | 0 | 0 | 0 | 0 | 0 |  | - | 0 | 44 |  | 2023 | 2024 | 2023 | 2024
75 | Public Works/Planning | Planning | Pavement Management Phase VI | Pioneer / side streets W. of Hazelet |  | - | 0 |  |  | 0 |  |  | 0 | 5000000 | 2019 | Capital Investment | 50 | 3 | 9 | 3-5 years |  | CIP | 0 | 0 | -3 | -3 | -2 | 0 | 0 |  | - | 0 | 46 |  | 2022 | 2024 | 2022 | 2025
76 | Ports & Harbors | Economic Development | Sea Otter Cell Pile and Expansion | Create upland space and waterfront facilities on the Sea Otter Property | Additional Waterfront Dockage and fish processing capabilities. | - | 0 |  |  | 0 |  |  | 0 | 10000000 | 2018 | Capital Investment | 50 | 4 | 12 | 3-5 years | 16 | CIP | -9 | 0 | 0 | -3 | -2 | -9 | -3 |  | - | 0 | 47 |  | 2020 | 2024 | 2022 | 2025
77 | Planning/Public Works | Public Works | Robe River/Corbin area sewer extension | Install sanitary sewer system to Robe River and Corbin Creek, link to treatment plant. | Engineering done in 2010 due to too high of density of septic systems. New subdivision to begin construction in 2018. Public health and safety issue, possible natural resource degradation. | - | 0 |  |  | 0 |  |  | 0 | 8000000 | 2018 | Capital Investment | 50 | 1 | 3 | <1 Year | 3 | CIP | 0 | 0 | 0 | 0 | -2 | -1 | 0 |  | - | 0 | 48 |  | 2022 | 2024 | 2024 | 2026 | ?
78 | Planning/Public Works | Public Works | Corbin subdivision water extension | Install water system in Corbin Creek subdivision, link to existing system in Robe River subdiv. Install Hydrants | Opportunity to increase development. Provide City utilities to outlying area. | - | 0 |  |  | 0 |  |  | 0 | 8000000 | 2018 | Capital Investment | 50 | 2 | 6 | <1 Year | 3 | CIP | -1 | 0 | 0 | 0 | -2 | 0 | -3 |  | - | 0 | 48 |  | 2022 | 2024 | 2024 | 2025
79 | Valdez City Schools | N/A | Demand Control Kitchen Ventilation Controls | All school Kitchen Vent Hoods | outlived life expectancy | - | 0 |  |  | 0 |  |  | 0 | 250000 | 2019 | Lifecycle repl. | 20 | 27 | 30 | 1-2 years | 4 | Maj. Maint. | 0 | 0 | 0 | 0 | 0 | 0 | 0 |  | - | 0 | 49 |  | 2022 | 2023 | 2024 | 2025
80 | Public Works/Planning | Planning | Pavement Management Phase VII | C. Fairbanks/ Tatitlek / Chenega / Mineral Creek Heights |  | - | 0 |  |  | 0 |  |  | 0 | 5000000 | 2019 | Capital Investment | 50 | 4 | 12 | 3-5 years |  | CIP | 0 | 0 | -3 | -3 | -2 | 0 | 0 |  | - | 0 | 49 |  | 2022 | 2024 | 2024 | 2026
81 | Museum | N/A | Restroom Remodel | Upgrade Restrooms & make ADA Compliant if possible | access/necessary upkeep | - | 0 |  |  | 0 |  |  | 0 | 200000 | 2024 | Lifecycle repl. | 20 | 1 | 3 | 1-2 years | 4 | Maj. Maint. | 0 | 0 | 0 | 0 | 0 | 0 | 0 |  | - | 0 | 22 |  |  |  | 2024 | 2025
82 | Parks & Recreation | Parks Maintenance | Replace Alpine Woods Outhouse | Replace Outhouse at Alpine woods park nearest tennis court with Romtec | Structure is failing. | - | 0 |  |  | 0 |  |  | 0 | 85000 | 2018 | Lifecycle repl. | 20 | 7 | 20 | 3-5 years | 16 | Maj. Maint. | 0 | 0 | 0 | 0 | 0 | 0 | 0 |  | - | 0 | 51 |  | 2023 | 2024 | 2023 | 2024
83 | Information Technology | N/A | Fiber Optic Runs Throughout City | City-wide; begin 2018 and grow through future years. | Greater control of network, improved security, cost of time. | - | 0 |  |  | 0 |  |  | 0 | TBD | 2018 | Operational Imp. | 60 | 1 | 3 | <1 Year | 3 | CIP | 0 | -5 | -3 | 0 | 0 | -1 | -1 |  | - | 0 | 51 |  |  |  | 2023 | 2026
84 | Valdez City Schools | N/A | Exterior shop doors replacement | Shop doors need replacement | Doors have exhausted their life expectancy | - | 0 |  |  | 0 |  |  | 0 | 5000 | 2018 | Lifecycle repl. | 20 | 34 | 33 | 1-2 years | 4 | Maj. Maint. | 0 | 0 | 0 | 0 | 0 | 0 | 0 |  | - | 0 | 52 |  | 2023 | 2024 | 2023 | 2024
85 | Public Works/Planning | Planning | Pavement Management Phase VIII | S. Meals from Egan to Hazelet |  | - | 0 |  |  | 0 |  |  | 0 | 5000000 | 2019 | Capital Investment | 50 | 5 | 15 | 5-10 years |  | CIP | 0 | 0 | -3 | -3 | -2 | 0 | 0 |  | - | 0 | 52 |  | 2023 | 2024 | 2025 | 2027
86 | Parks & Recreation | Library | Lighting | Replace all fluorescent and other bulbs in the library with energy efficient bulbs and update the light fixtures in the library. | The library has a very high electrical bill every year. Fluorescent bulbs have proven to be energy inefficient and there are better alternatives out there. If we update the fixtures and choose different bulbs, we should see a decrease in the electricity bill. Also, the cast of light from fluorescent bulbs is difficult on the eyes and not ideal for reading and work on computers. Changing out the bulbs and fixtures will also improve the overall look of the library. | - | 0 |  |  | 0 |  |  | 0 | 45000 | 2018 | Deferred Maint. | 30 | 4 | 12 | 3-5 years | 16 | Maj. Maint. | 0 | 0 | 0 | 0 | 0 | 0 | 0 |  | - | 0 | 53 |  | 2021 | 2022 | 2024 | 2025
87 | Ports & Harbors | N/A | Fish Cleaning Station New Harbor | Fish Station at New Harbor | Infrastructure installed Community request | - | 0 |  |  | 0 |  |  | 0 | 350000 | 2020 | Capital Investment | 50 | 2 | 6 | 1-2 years | 4 | CIP | 0 | 0 | 0 | 0 | 0 | 0 | 0 |  | - | 0 | 55 |  | 2024 | 2025 | 2024 | 2025
88 | Ports & Harbors | N/A | RE State Building Remodel | Building needs a remodel | Maintain the building | - | 0 |  |  | 0 |  |  | 0 | 100000 | 2018 | Deferred Maint. | 30 | 5 | 15 | 3-5 years | 16 | Maj. Maint. | 0 | 0 | 0 | 0 | 0 | 0 | 0 |  | - | 0 | 56 |  | 2024 | 2025 | 2024 | 2025
89 | Senior Center | Building Maintenance | Replace Fuel Tank Senior Center | Replace AST Fuel Tank Senior Center | AST fuel Tank is rusted badly should be replaced. | - | 0 |  |  | 0 |  |  | 0 | 50000 | 2018 | Lifecycle repl. | 20 | 3 | 9 | 5-10 years | 32 | Maj. Maint. | 0 | 0 | 0 | 0 | 0 | 0 | 0 |  | - | 0 | 56 |  | 2026 | 2027 | 2026 | 2027 | Combined with mech. Ins. Project
90 | Planning/Public Works | Public Works | Utility expansion for Airport Industrial Subdivision. | Expand water and sewer systems to include a loop from Atigun to Airport Rd, via Rudolph St. | Planning is well underway for a new zoning district and sales of City land in this subdivision, but all is dependent on access to public utilities. | - | 0 |  |  | 0 |  |  | 0 | 1500000 | 2018 | Capital Investment | 50 | 3 | 9 | 1-2 years | 4 | CIP | -1 | 0 | 0 | 0 | 0 | 0 | 0 |  | - | 0 | 57 |  |  |  | 2024 | 2026
91 | Fire | N/A | Fire Training Facility | Up grade current facility | Currently, limited facility to train at and no props, live fire requirements for annual firefighting training and maintaining FF1 certifications. | - | 0 |  |  | 0 |  |  | 0 | 100000 | 2018 | Operational Imp. | 60 | 1 | 3 | <1 Year | 3 | CIP | 0 | 0 | 0 | 0 | 0 | 0 | -2 |  | - | 0 | 59 |  | 2023 | 2024 | 2023 | 2024
92 | Ports & Harbors | N/A | New Harbor (Warehouse & Bilge Bldg) Canopy Covers, and Retrofit Existing Entry Cover with drainage | Canopy covers on three outswing doors with an options for a forth on the new harbor bilge and warehouse buildings. This work also includes retrofitting the flat roof over the 5 shower/restrooms on the East end of new Warehouse with a heated drain system. |  | - |  |  |  | 0 |  |  | 0 | 233080 | 2022 | Operational Imp. | 60 | 1 | 3 | 1-2 years | 4 | CIP | 0 | 0 | 0 | 0 | 0 | 0 | -3 |  | - | 0 | 59 |  |  |  | 2024 | 2025
93 | Parks & Recreation | Civic Center | Exterior window blinds | Blinds for the large southern-facing windows. | Our summers are not getting cooler. We need to find some way to combat the heat in the building and the blinds would help greatly. | - | 0 |  |  | 0 |  |  | 0 | 65000 | 2018 | Operational Imp. | 60 | 2 | 6 | 1-2 years | 4 | CIP | 0 | -5 | 0 | 0 | 0 | 0 | 0 |  | - | 0 | 60 |  | 2022 | 2022 | 2023 | 2023
94 | Parks & Recreation | Civic Center | Civic Center Concessions Egress | Door cut between concession and tickets | We desperately need a doorway between concessions and tickets to allow heat to disperse and communication between the two areas during a movie. The concession stand gets so hot in the summer it melts the chocolate products. It would also allow us to potentially use less staff if you could move between one line and another with ease during a slower movie. | - | 0 |  |  | 0 |  |  | 0 | 25000 | 2018 | Operational Imp. | 60 | 1 | 3 | <1 Year | 3 | CIP | 0 | 0 | 0 | 0 | 0 | 0 | 0 |  | - | 0 | 61 |  | 2023 | 2024 | 2023 | 2024
95 | Parks & Recreation | Parks Maintenance | Gold Fields Upgrades | Repaint and trim Gold Fields Facility and new fence line/dugouts/upper level office remodel | Wood rot in facility and original construction (circa 1980s) fence line deteriorating. | - | 0 |  |  | 0 |  |  | 0 | 150000 | 2018 | Deferred Maint. | 30 | 8 | 20 | 3-5 years | 16 | Maj. Maint. | 0 | 0 | 0 | 0 | 0 | 0 | 0 |  | - | 0 | 61 |  | 2022 | 2023 | 2024 | 2025
96 | Police | Animal Control | Air Handling / Filtration System | Install separate air handling / filtration system for the quarantined animals | Right now the dogs and cats requiring quarantine due to a virus or airborne illness are separated in distance, but the air handling system is not separate - raising the possiblity that an animal with kennel cough could spread the disease (for example) | - | 0 |  |  | 0 |  |  | 0 | 20000 | 2022 | Operational Imp. | 60 | 1 | 3 | 1-2 years | 4 | CIP | 0 | 0 | 0 | 0 | 0 | 0 | -1 |  | - | 0 | 61 |  |  |  | 2025 | 2026
97 | Valdez City Schools | N/A | Pool Access Siding replacement | Siding has been damaged over the years | This is main pool entry | - | 0 |  |  | 0 |  |  | 0 | 100000 | 2018 | Deferred Maint. | 30 | 32 | 32 | 1-2 years | 4 | Maj. Maint. | 0 | 0 | 0 | 0 | 0 | 0 | 0 |  | - | 0 | 61 |  |  |  | 2025 | 2026
98 | Ports & Harbors | N/A | VCT Comfort Stations | There are no Restroom open to the Users of the VCT other than the properties being leased | Portable toilets are t $400 each plus fees. | - | 0 |  |  | 0 |  |  | 0 | 100000 | 2019 | Operational Imp. | 60 | 3 | 9 | 1-2 years | 4 | CIP | -2 | 0 | 0 | -3 | -2 | 0 | 0 |  | - | 0 | 61
99 | Parks & Recreation | Parks Maintenance | New Parks Restroom Facilities | Install Romtec Vaulted toilet single vault , unisex at: South Meyring Playground, Black Gold playground, Dog Park/Community Garden, Meals Hill | Lack of public facilities in areas listed (High Priority for PM) | - | 0 |  |  | 0 | 40000 |  | 40000 | 275000 | 2020 | Operational Imp. | 60 | 1 | 3 | 1-2 years | 4 | Maj. Maint. | 0 | 0 | 0 | 0 | 0 | 0 | 0 |  | - | 0 | 62 |  | 2023 | 2024 | 2023 | 2024
100 | Museum | N/A | Carpet Replacement | Replace worn carpet when necessary | necessary upkeep | - | 0 |  |  | 0 |  |  | 0 | 65000 | 2024 | Lifecycle repl. | 20 | 2 | 6 | 1-2 years | 4 | Maj. Maint. | 0 | 0 | 0 | 0 | 0 | 0 | 0 |  | - | 0 | 25
101 | Police | Animal Control | Dog Park | Build dog park beside Shelter | Outdoor enclosed area with enrichment supplies installed would allow the dogs up for adoption to interact with potential adopters / family pets, dogs could be allowed off leash for exercise, and the dog park would be open and available to Valdez residents during off hours | - | 0 |  |  | 0 |  |  | 0 | 12000 | 2022 | Operational Imp. | 60 | 2 | 6 | <1 Year | 3 | CIP | 0 | 0 | 0 | 0 | -2 | 0 | 0 |  | - | 0 | 62
102 | Police | N/A | Emergency Supply Storage | Adequate storage space, preparation space that allows for access and heavy machinery operations | Covered and climate controlled storage - outside of the inundation zone- is required for Emergency Management Supplies | - | 0 |  |  | 0 |  |  | 0 |  | 2022 | Operational Imp. | 60 | 3 | 9 | 1-2 years | 4 | CIP | 0 | 0 | 0 | -3 | 0 | 0 | -3 |  | - | 0 | 62
103 | Public Works/Planning | Planning | Water main valve replacements, city-wide | Evaluate condition of existing water main valves and replace nonfunctioning valves | Replace aged, leaking or stuck water main valves | - | 0 |  |  | 0 |  |  | 0 | 5000000 | 2018 | Deferred Maint. | 30 | 2 | 6 | 5-10 years | 32 | Maj. Maint. | 0 | 0 | 0 | 0 | 0 | 0 | 0 |  | - | 0 | 63
104 | Police | Animal Control | Doorway Roof | Cover the north entrance with a simple roof design to keep snow from accumulating at the doorway | Year round access to the doorway. Also, Animal Control would like to utilize this entrance for impounded animals to prevent them from having to go through the entire intererior of the building. | - | 0 |  |  | 0 |  |  | 0 | 5000 | 2022 | Operational Imp. | 60 | 2 | 6 | <1 Year | 3 | Maj. Maint. | 0 | 0 | 0 | 0 | 0 | 0 | -1 |  | - | 0 | 63
105 | Public Works/Planning | Planning | Pavement Management Phase IX | N. Harbor |  | - | 0 |  |  | 0 |  |  | 0 | 10000000 | 2019 | Capital Investment | 50 | 6 | 18 | 5-10 years |  | CIP | 0 | 0 | 0 | 0 | 0 | 0 | 0 |  | - | 0 | 63 |  | 2024 | 2025 | 2024 | 2025
106 | Ports & Harbors | N/A | VCT Floating Dock | Concrete and Cables are end of life expectancy and failing. | Critical Port Infrastructure | - | 0 |  |  | 0 |  |  | 0 | 15000000 | 2018 | Lifecycle repl. | 20 | 1 | 3 | 10+ Years | 64 | CIP | -5 | 0 | -3 | -3 | 0 | -3 | -3 |  | - | 0 | 65
107 | Hospital | N/A | Priority 3 Assisted Living | Construct new assisted living facility | Identified as community health need per assessment. | - | 0 |  |  | 0 |  |  | 0 | 5000000 | 2018 | Capital Investment | 50 | 6 | 18 | 3-5 years | 16 | CIP | -3 | 0 | 0 | -3 | -2 | -5 | 0 |  | - | 0 | 66
108 | Valdez City Schools | N/A | VHS Roof | Replace roof due to leaks |  | - | 0 |  |  | 0 |  |  | 0 | 650000 | 2019 | Deferred Maint. | 30 | 19 | 26 | 3-5 years | 16 | Maj. Maint. | 0 | 0 | 0 | 0 | 0 | 0 | 0 |  | - | 0 | 67
109 | Parks & Recreation | Parks Maintenance | Ski Hill Upgrades | Replace Ski Hill Bull wheel and cable/facility building repairs | Purchased used and lifespan is undetermined. | - | 0 |  |  | 0 |  |  | 0 | 75000 | 2018 | Lifecycle repl. | 20 | 10 | 21 | 5-10 years | 32 | Maj. Maint. | 0 | 0 | 0 | 0 | 0 | 0 | 0 |  | - | 0 | 68 |  | 2024 | 2025 | 2024 | 2025
110 | Ports & Harbors | N/A | Installation of a curb of some sort along the north edge of the laydown yard that feeds into some form of containment | preferably with an oil/water separator and going into City sewer due to the amount of spills we get from vessels that haul out for the winter. | This would be in hopes of alleviating future contamination into the ditch. | - | 0 |  |  | 0 |  |  | 0 | 125000 | 2022 | Operational Imp. | 60 | 4 | 12 | 1-2 years | 4 | Maj. Maint. | 0 | 0 | 0 | 0 | 0 | 0 | -3 |  | - | 0 | 68
111 | Public Works | N/A | Electric line over Senior Center Road | Need to be removed for snow removal safety | Dangerous for snow removal operations | - | 0 |  |  | 0 |  |  | 0 | 5000 | 2018 | Operational Imp. | 60 | 3 | 9 | 1-2 years | 4 | Maj. Maint. | 0 | 0 | 0 | 0 | 0 | 0 | 0 |  | - | 0 | 68 |  | 2023 | 2024 | 2023 | 2024
112 | Public Works | N/A | Improvement of Drainage to Mr. Ballow’s property across from City Hall. | Modify drainage slopes or storm drain structures to capture snow melt runnoff | Citizen complaints about runnoff and flooding concerns of adjcent property. | - | 0 |  |  | 0 |  |  | 0 | 75000 | 2022 | Capital Investment | 50 | 4 | 12 | 3-5 years | 16 | CIP | 0 | 0 | 0 | 0 | -2 | 0 | -1 |  | - | 0 | 70
113 | Building Maintenance | N/A | New Floor Maintenance Shop Offices | Replace damaged Tarkett Flooring | Flooring is damaged and difficult to clean. | - | 0 |  |  | 0 |  |  | 0 | 15000 | 2018 | Lifecycle repl. | 20 | 16 | 24 | 5-10 years | 32 | Maj. Maint. | 0 | 0 | 0 | 0 | 0 | 0 | 0 |  | - | 0 | 71 |  | 2024 | 2025 | 2024 | 2025
114 | Police/Administration | Administration | Electronic Message Board Sign | Install COV electronic message board, freestanding, outside of City Hall or Council Chambers. Can be used for routing messaging but also emergency or community messages | It has become readily apparent during COVID that COV benefits from being able to provide succint messaging - which can be achieved with well-placed outdoor informational signs. | - | 0 |  |  | 0 |  |  | 0 | 50000 | 2022 | Operational Imp. | 60 | 5 | 15 | <1 Year | 3 | CIP | 0 | 0 | 0 | 0 | -2 | 0 | 0 |  | - | 0 | 71 |  |  |  | 2023 | 2024
115 | Information Technology | Building Maintenance | Control Access for all occupied buildings | (Electronic Card Readers on City Buildings) Along with this is a re-key of all the city doors master system | Operational Security/Turnover | - | 0 |  |  | 0 |  |  | 0 | 100000 | 2017 | Operational Imp. | 60 | 1 | 3 | 3-5 years | 16 | CIP | 0 | 0 | 0 | 0 | 0 | 0 | -3 |  | - | 0 | 71 |  |  |  | 2023 | 2025
116 | Hospital | N/A | Priority 2 Master Site & Facility Plan - Rehabilitation & Out-patient Expansion (overall plan needs refreshed) | Behavioral Health expansion per the master plan | Limits inspections for accreditation as well as provides privacy and meets operational needs of department. | - | 0 |  |  | 0 |  |  | 0 | 5000000 | 2018 | Capital Investment | 50 | 5 | 15 | 5-10 years | 32 | CIP | -9 | 0 | 0 | -3 | -2 | -7 | 0 |  | - | 0 | 71 |  |  |  | 2023 | 2025
117 | Parks & Recreation | N/A | Ruth pond improvement project. Conceptual designs are already developed with estimated cost ($1.6 mil) | project to update and enhance Ruth Pond facility | Identified in the Master Plan as a short term priority | - | 0 |  |  | 0 |  |  | 0 | 1600000 | 2021 | Capital Investment | 50 | 4 | 12 | 3-5 years | 16 | CIP | 0 | 0 | 0 | 0 | 0 | -1 | 0 |  | - | 0 | 72 |  | 2024 | 2025 | 2024 | 2025
118 | Parks & Recreation | Parks Maintenance | Trail Head improvement signs. Estimated cost ($20,000 per trail head) | uniform trail head markers, signs and standards | Identified in the Master Plan as a short term priority | - | 0 |  |  | 0 |  |  | 0 | 20000 | 2021 | Operational Imp. | 60 | 6 | 18 | <1 Year | 3 | CIP | 0 | 0 | 0 | 0 | 0 | -3 | 0 |  | - | 0 | 73
119 | Ports & Harbors | N/A | Under Ground the Power Lines VSBH | Underground overhead Power Lines at the SBH Snow Lot | Allow us to use the boat lift across the street. | - | 0 |  |  | 0 |  |  | 0 | 150000 | 2018 | Operational Imp. | 60 | 4 | 12 | 3-5 years | 16 | CIP | 0 | 0 | 0 | 0 | 0 | -5 | -3 |  | - | 0 | 75 | [5 empty] | Incorporate to PM Phase II or III
120 | Ports & Harbors | N/A | Kelsey Dock Interpretive Project Phase 3 Up-Land Side | Remove the Yellow Building and replace with public event and gathering space. Move Museum. | Improve the location and desirability for public and incoming cruise ship industry port of calls. | - | 0 |  |  | 0 |  |  | 0 | 6000000 | 2018 | Capital Investment | 50 | 2 | 6 | 5-10 years | 32 | CIP | 0 | 0 | -3 | 0 | -2 | -3 | 0 |  | - | 0 | 75 | [5 empty] | YB = $2M-2.5M, P&R add $3-3.5M
121 | Police | N/A | Dispatch exterior door and balcony | Build a small balcony off of the south side wall of Dispatch, install sliding door or exterior door | Dispatchers work long hours (12) in which they are unable to leave their work station - doing this project would allow them the ability to step outside and get fresh air/sunshine while still performing their job functions | - | 0 |  |  | 0 |  |  | 0 | 20000 | 2018 | Operational Imp. | 60 | 2 | 6 | 3-5 years | 16 | CIP | 0 | 0 | 0 | 0 | 0 | 0 | 0 |  | - | 0 | 77
122 | Valdez City Schools | N/A | Bleachers for GMS | Bleachers for football field | Part of original scope | - | 0 |  |  | 0 |  |  | 0 | 200000 | 2018 | Capital Investment | 50 | 30 | 31 | <1 Year | 3 | CIP | 0 | 0 | 0 | 0 | -2 | 0 | 0 |  | - | 0 | 77
123 | Ports & Harbors | N/A | Underground the Power Lines at the entrance to the VCT and create staging area for trucks |  | Allows for over height loads to be moved up the Richardson without the Power Company coming to lower the lines and interrupt service. Provides additional staging for trucks waiting to pick up freight. | - | 0 |  |  | 0 |  |  | 0 | 350000 | 2018 | Operational Imp. | 60 | 4 | 12 | 3-5 years | 16 | CIP | -5 | 0 | 0 | 0 | 0 | 0 | 0 |  | - | 0 | 78
124 | Valdez City Schools | N/A | GMS storage building | Building for maintenance equipment | Critical to have storage | - | 0 |  |  | 0 |  |  | 0 | 400000 | 2018 | Capital Investment | 50 | 33 | 33 | <1 Year | 3 | CIP | 0 | 0 | 0 | 0 | 0 | 0 | 0 |  | - | 0 | 81 | [5 empty] | Remaining Middle School money
125 | Hospital | N/A | Priority 4 LTC expansion | Expand LTC or construct a new facility to house more LTC residents. | Community health assessment need identified via survey | - | 0 |  |  | 0 |  |  | 0 | 3500000 | 2018 | Capital Investment | 50 | 7 | 20 | 3-5 years | 16 | CIP | 0 | 0 | 0 | 0 | 0 | 0 | 0 |  | - | 0 | 81
126 | Valdez City Schools | N/A | GMS Vestibule/Access | Covered entryway to weight room | additional protection to access | - | 0 |  |  | 0 |  |  | 0 | 75000 | 2018 | Capital Investment | 50 | 31 | 32 | 1-2 years | 4 | CIP | 0 | 0 | 0 | 0 | 0 | 0 | 0 |  | - | 0 | 81 | [5 empty] | Remaining Middle School money
127 | Hospital | N/A | Campus Wide Walking Path | Connect sidewalks and out onto lawn for long term care residents (benches) | Safety of mobile residents, health of staff | - | 0 |  |  | 0 |  |  | 0 | 250000 | 2018 | Operational Imp. | 60 | 4 | 12 | 3-5 years | 16 | CIP | 0 | 0 | 0 | 0 | 0 | 0 | 0 |  | - | 0 | 83
128 | Public Works | N/A | Build a new Solid Waste transfer site | Transfer site for Baler location | Will make Baler operations more efficient | - | 0 |  |  | 0 |  |  | 0 | 750000 | 2018 | Operational Imp. | 60 | 5 | 15 | 3-5 years | 16 | CIP | 0 | 0 | 0 | 0 | 0 | 0 | -1 |  | - | 0 | 85
129 | Ports & Harbors | N/A | Replacement of the black crane | It was installed in 1999 and is 21 years old now. We need a larger crane that can accommodate the lifting of skiffs in the event our gray crane goes down…which is has from time to time. Our Travelift has a recommended life of 20 years, so I would assume that the cranes life would be about the same. (Aj’s input | The Grey Crane, 14,000lbs limit is the only way to lift seine skiffs. The black crane, at 5,000lbs is going to need to be replaced eventually here soon and should be upgraded to lift the heavier skiffs. I recommend a crane with a taller base pedestal and a longer boom to be more efficient lifting large loads over the tall bull work. The grey crane had to be set up on a big concrete pad to acquire the appropriate height to clear the bull work. Even with this pad, people still have issues clearing the bull work. ) | - | 0 |  |  | 0 |  |  | 0 | 85000 | 2022 | Operational Imp. | 60 | 5 | 15 | 3-5 years | 16 | Maj. Maint. | 0 | 0 | 0 | 0 | 0 | 0 | 0 |  | - | 0 | 86
130 | Planning/Public Works | Public Works | Connect N.Sawmill Dr. to Atigun Dr., and pave. | Extend N. Sawmill Dr. north approx. 1200' to connect to Atigun St. Would need to pave all of Sawmill Dr. as well. | Would help the expansion of Airport Industrial Subdiv, and provide easier access for emergency response. | - | 0 |  |  | 0 |  |  | 0 | 850000 | 2018 | Capital Investment | 50 | 4 | 12 | 5-10 years | 32 | CIP | 0 | 0 | 0 | 0 | -2 | 0 | -1 |  | - | 0 | 86
131 | Parks & Recreation | N/A | New Ice Rink | Covered Ice Rink |  | - | 0 |  |  | 0 |  |  | 0 | 3000000 | 2018 | Capital Investment | 50 | 4 | 12 | 5-10 years | 32 | CIP | -1 | 0 | 0 | 0 | -2 | 0 | 0 |  | - | 0 | 86
132 | Public Works | N/A | Baler Covered Vehicle Parking | Covered area for trash trucks | Protection from weather and animals for expensive equipment | - | 0 |  |  | 0 |  |  | 0 | 150000 | 2018 | Operational Imp. | 60 | 5 | 15 | 3-5 years | 16 | CIP | 0 | 0 | 0 | 0 | 0 | 0 | 0 |  | - | 0 | 86
133 | Ports & Harbors/Economic Development | Economic Development | Marine Industrial Repair, maintenance, inspection, demolition at the old town site. | Create infrastructure to remove vessels from the water and laydown yard space for storage, maintenance and repair. | The entire Small Boat Harbor area is congested and overgrown. The current Boat Repair yard is over grown and the electrical vaults need to be replaced. Moving this to old town makes sense and allows for private development around the City facilities. Create additional industry and Port Revenues. | - | 0 |  |  | 0 |  |  | 0 | 30000000 | 2018 | Capital Investment | 50 | 6 | 18 | 5-10 years | 32 | CIP | -3 | 0 | 0 | 0 | -2 | -3 | 0 |  | - | 0 | 87
134 | Parks & Recreation | Library | ADA Access to the Upstairs | Provide ADA access to 2nd floor of Library | The only way to access the upstairs of the library is by taking the stairs. | - | 0 |  |  | 0 |  |  | 0 | 350000 | 2018 | Regulatory Compliance | 10 | 8 | 20 | 10+ Years | 64 | CIP | 0 | 0 | 0 | 0 | -2 | 0 | 0 |  | - | 0 | 87
135 | Police/Information Technology | Information Technology | Dispatch Remodel | Remodel / Update Dispatch | End of life cycle for equipment (10 years) | - | 0 |  |  | 0 |  |  | 0 | 400000 | 2018 | Lifecycle repl. | 20 | 3 | 9 | 10+ Years | 64 | Maj. Maint. | 0 | 0 | 0 | 0 | 0 | 0 | 0 |  | - | 0 | 88
136 | Ports & Harbors | N/A | VCT Generator & Switch Cabinets Shelter | Cover over essential Transformer Cabinets and Old and New Generator Equipment. |  | - | 0 |  |  | 0 |  |  | 0 | 975740 | 2022 | Capital Investment | 50 | 4 | 12 | 5-10 years | 32 | CIP | 0 | 0 | 0 | 0 | 0 | 0 | -1 |  | - | 0 | 88
137 | Valdez City Schools | N/A | VHS Concessions | VHS needs permanent concession that meets code/standards | Temporary set ups no longer adequate | - | 0 |  |  | 0 |  |  | 0 | 500000 | 2018 | Capital Investment | 50 | 24 | 28 | 3-5 years | 16 | CIP | -1 | 0 | 0 | 0 | 0 | 0 | 0 |  | - | 0 | 88
138 | Hospital | N/A | Daycare site adjacent to LTC | Add a wing to the facility for daycare center |  | - | 0 |  |  | 0 |  |  | 0 | 2000000 | 2018 | Capital Investment | 50 | 10 | 21 | 5-10 years | 32 | CIP | -3 | 0 | 0 | -3 | -2 | -1 | 0 |  | - | 0 | 89
139 | Administration | Building Maintenance | Remodel City Hall reception | Replace Fire door and create a Bay window and new counter | Staff can't see customers approach. Old Fire door doesn't work. | - | 0 |  |  | 0 |  |  | 0 | 50000 | 2018 | Operational Imp. | 60 | 10 | 21 | 3-5 years | 16 | CIP | 0 | 0 | 0 | 0 | 0 | 0 | 0 |  | - | 0 | 92
140 | Hospital | N/A | New Well at Hospital | Add well, for water redundancy as well as use with chiller | Water redundancy | - | 0 |  |  | 0 |  |  | 0 | 375000 | 2018 | Operational Imp. | 60 | 10 | 21 | 3-5 years | 16 | CIP | 0 | 0 | 0 | 0 | 0 | 0 | 0 |  | - | 0 | 92
141 | Parks & Recreation | Parks Maintenance | Add new Columbarium |  | Running out of spaces. | - | 0 |  |  | 0 |  |  | 0 | 50000 | 2018 | Capital Investment | 50 | 5 | 15 | 5-10 years | 32 | Maj. Maint. | 0 | 0 | 0 | 0 | 0 | 0 | 0 |  | - | 0 | 92
142 | Police | Animal Control | Wildlife Viewing Platform | Wildlife viewing platform on Dayville Road, west of the Hatchery. | Plans already exist - wildlife viewing platform at Dayville Road to allow point for people to view wildlife while also controlling their movement and establishing better public safety (less bear v. people encounters) The concept of this ebbs and flows depending on Administration and Bear Working Group, etc. | - | 0 |  |  | 0 |  |  | 0 | 50000 | 2018 | Operational Imp. | 60 | 3 | 9 | 5-10 years | 32 | CIP | 0 | 0 | 0 | 0 | -2 | 0 | 0 |  | - | 0 | 94
143 | Ports & Harbors | N/A | Paving the rest of the Fisherman’s Dock |  | alleviate arctic terns from nesting there and we could fence in areas for gear storage | - | 0 |  |  | 0 |  |  | 0 | 65000 | 2022 | Capital Investment | 50 | 6 | 18 | 5-10 years | 32 | CIP | 0 | 0 | 0 | 0 | 0 | 0 | 0 |  | - | 0 | 95
144 | Valdez City Schools | N/A | VHS LED Lights | LED Parking Lot Lights |  | - | 0 |  |  | 0 |  |  | 0 | 50000 | 2019 | Operational Imp. | 60 | 15 | 24 | 3-5 years | 16 | Maj. Maint. | 0 | 0 | 0 | 0 | 0 | 0 | 0 |  | - | 0 | 95
145 | Parks & Recreation | N/A | Ropes Course | provide a destination corporate and youth teambuilding opportunity | nothing is present south east of Anchorage | - | 0 |  |  | 0 |  |  | 0 | 1500000 | 2019 | Capital Investment | 50 | 9 | 21 | 5-10 years | 32 | CIP | 0 | 0 | 0 | 0 | 0 | 0 | 0 |  | - | 0 | 98
146 | Parks & Recreation | Parks Maintenance | Resurface Tennis/basketball courts |  |  | - | 0 |  |  | 0 |  |  | 0 | 400000 | 2018 | Lifecycle repl. | 20 | 10 | 21 | 10+ Years | 64 | Maj. Maint. | 0 | 0 | 0 | 0 | 0 | 0 | 0 |  | - | 0 | 100
147 | Senior Center | N/A | Senior Center Expansion | Additional housing units for Senior Living | Significant wait list | Deferred/Hold | 100 |  |  | 0 |  |  | 0 | 5000000 | 2020 | Capital Investment | 50 | 1 | 3 | 1-2 years | 4 | CIP | -9 | 0 | -3 | -3 | -2 | -9 | 0 |  | Council | -25 | 101 | ND | 2021 | 2023 | 2021 | 2023 | TBD Council Priority?
148 | Public Works | N/A | Covered Equipment extended | Current equipment shed too narrow, much of the large equipment exposed to the weather | To shelter expensive equipment from the weather | - | 0 |  |  | 0 |  |  | 0 | 1000000 | 2018 | Operational Imp. | 60 | 6 | 18 | 5-10 years | 32 | CIP | 0 | 0 | 0 | 0 | 0 | 0 | -2 |  | - | 0 | 103
149 | Building Maintenance | N/A | Panic Hardware and ADA upgrades | Install Panic Hardware on Hall doors City Hall | Doors are not in fire code compliance. | Deferred/Hold | 100 |  |  | 0 |  |  | 0 | 25000 | 2018 | Life Safety | 1 | 2 | 6 | 1-2 years | 4 | Maj. Maint. | 0 | 0 | 0 | 0 | 0 | 0 | 0 |  | - | 0 | 106 | SP |  | 2021 |  | 2021 | BM to manage
150 | Ports & Harbors | N/A | Dry Stack Facility | Construct an enclosed upland vessel storage and launch facility. | Meet demand for vessels slips and increase revenue in the Harbor enterprise fund. Dry stack is cheaper to construct and maintain than in water slips. | - | 0 |  |  | 0 |  |  | 0 | 22000000 | 2018 | Capital Investment | 50 | 3 | 9 | 10+ Years | 64 | CIP | -7 | 0 | 0 | 0 | 0 | -3 | 0 |  | - | 0 | 108
151 | Public Works | N/A | Hanagita Warehouse Replacement | New structure for PW storage | Building is critical indoor storage but it needs a facelift. Building past life expectancy. | Deferred/Hold | 100 |  |  | 0 |  |  | 0 | 200000 | 2018 | Failed System | 10 | 3 | 9 | 1-2 years | 4 | CIP | 0 | 0 | -3 | 0 | -2 | 0 | -3 |  | - | 0 | 110 | SB | 2021 | 2022 | 2021 | 2022
152 | Public Works/Planning | Planning | Repair sewer main between Lift Stations 2 &3 | Pipe was potentially damaged by well point installed for nearby water main construction; Recommend TV line to look at condition; Evaluate feasibility of trenchless repair. |  | Deferred/Hold | 100 |  |  | 0 |  |  | 0 | 100000 | 2018 | Failed System | 10 | 1 | 3 | <1 Year | 3 | Maj. Maint. | 0 | 0 | 0 | 0 | 0 | 0 | 0 |  | - | 0 | 111 |  | 2021 | 2021 | 2021 | 2021
153 | Ports & Harbors | N/A | Essential Shelter adjacent to New Warehouse | Cover over fuel tanks and park winter time equipment. Place opened sided roof system (48 x 80) on West of end of the New Warehouse. This essential covered sheltered is built over essential fuel tanks and create an area to park essential equipment. |  | - | 0 |  |  | 0 |  |  | 0 | 966000 | 2022 | Capital Investment | 50 | 2 | 6 | 10+ Years | 64 | CIP | 0 | 0 | 0 | 0 | 0 | 0 | -1 |  | - | 0 | 114
154 | Museum | N/A | HVAC at Main Museum | Replace Failing HVAC at Main Museum | See RSA Report, Freon obsolete in 2020 | Deferred/Hold | 100 |  |  | 0 |  |  | 0 | 250000 | 2024 | Lifecycle repl. | 20 | 1 | 3 | 1-2 years | 4 | Maj. Maint. | 0 | 0 | 0 | 0 | 0 | 0 | 0 |  | - | 0 | 122
155 | Parks & Recreation | N/A | Rec Center New flooring | Replace tiles in entry way; kitchen; dance floor, & carpeting | Carpet is worn and has outlived useful service life | Deferred/Hold | 100 |  |  | 0 |  |  | 0 | 75000 | 2018 | Lifecycle repl. | 20 | 2 | 6 | 1-2 years | 4 | Maj. Maint. | 0 | 0 | 0 | 0 | 0 | 0 | 0 |  | - | 0 | 125
156 | Museum | N/A | HVAC at Annex | Replace Inadequate HVAC at Annex | While the library is not the cause of the imbalance, the warehouse facility does not function well with the climate control system | Deferred/Hold | 100 |  |  | 0 |  |  | 0 | 250000 | 2024 | Lifecycle repl. | 20 | 2 | 6 | 1-2 years | 4 | Maj. Maint. | 0 | 0 | 0 | 0 | 0 | 0 | 0 |  | - | 0 | 125
157 | Police | N/A | New Police Station | Build new Police Station and Jail attached to the newly constructed Fire Station. Really the only time this would make sound financial sense is if the existing building fails and is inhabitable or just more trouble than it is worth to maintain AND is timed the same as the Dispatch remodel. | As an alternative to the aforementioned smaller items….. And if the existing building becomes inhabitable | - | 0 |  |  | 0 |  |  | 0 | 15000000 | 2018 | Capital Investment | 50 | 6 | 18 | 10+ Years | 64 | CIP | 0 | 0 | -1 | 0 | 0 | 0 | 0 |  | - | 0 | 126
158 | Parks & Recreation | Parks Maintenance | Ruth Pond, dredge pond |  |  | Deferred/Hold | 100 |  |  | 0 |  |  | 0 | 25000 | 2018 | Failed System | 10 | 10 | 21 | Failed | 1 | Maj. Maint. | 0 | 0 | 0 | 0 | 0 | 0 | 0 |  | - | 0 | 127 | ND | 2021 | 2022 | 2021 | 2022
159 | Hospital | N/A | Chiller Replacement | retrofit or replace the chiller | Freon will become obsolete in 2020 | Deferred/Hold | 100 |  |  | 0 |  |  | 0 | 250000 | 2018 | Lifecycle repl. | 20 | 4 | 12 | 1-2 years | 4 | Maj. Maint. | 0 | 0 | 0 | 0 | 0 | 0 | 0 |  | - | 0 | 131
160 | Museum | N/A | LED Lighting Replacement | Upgrade Lighting in Facility to LED | Electrical savings potential | Deferred/Hold | 100 |  |  | 0 |  |  | 0 | 150000 | 2024 | Lifecycle repl. | 20 | 2 | 6 | 1-2 years | 4 | Maj. Maint. | 0 | 0 | 0 | 0 | 0 | 0 | 0 |  | - | 0 | 125
161 | Hospital | N/A | Kitchen in LTC | Additional kitchen for LTC meals | Would be nice to have | - | 0 |  |  | 0 |  |  | 0 | 100000 | 2018 | Capital Investment | 50 | 15 | 24 | 10+ Years | 64 | CIP | 0 | 0 | 0 | 0 | 0 | 0 | 0 |  | - | 0 | 133
162 | Parks & Recreation | N/A | Rec Center Remodel | See combined Rec Center Scopes | Facility has outlived current use and function. | Deferred/Hold | 100 |  |  | 0 |  |  | 0 | 2000000 | 2018 | Deferred Maint. | 30 | 2 | 6 | 1-2 years | 4 | CIP | 0 | 0 | 0 | 0 | 0 | 0 | 0 |  | - | 0 | 135
163 | Public Works | N/A | Comprehensive reservoir evaluation and cleaning | Perform comprehensive evaluation of tank interiors and robotic tank cleaning; Project is ongoing. | Identify maintenance issues | Deferred/Hold | 100 |  |  | 0 |  |  | 0 | 40000 | 2018 | Deferred Maint. | 30 | 4 | 12 | 1-2 years | 4 | Maj. Maint. | 0 | 0 | 0 | 0 | 0 | 0 | 0 |  | - | 0 | 141 | RC | 2020 |  | 2020
164 | Parks & Recreation | N/A | Rec Center ADA Upgrades | Whole facility ADA compliant upgrades | Need to ensure ADA accessibility to facility. | Deferred/Hold | 100 |  |  | 0 |  |  | 0 | 275000 | 2018 | Regulatory Compliance | 10 | 2 | 6 | 5-10 years | 32 | CIP | 0 | 0 | 0 | 0 | 0 | 0 | 0 |  | - | 0 | 143
165 | Parks & Recreation | N/A | Rec Center Exterior upgrades & expanded parking | restain/repaint building. Add/ upgrade exterior lighting. Expand parking and add second driveway into facility. | more users need parking with expanded services. Exterior is dated and in need of maintenance that has been deferred. | Deferred/Hold | 100 |  |  | 0 |  |  | 0 | 65000 | 2018 | Deferred Maint. | 30 | 2 | 6 | 3-5 years | 16 | Maj. Maint. | 0 | 0 | 0 | 0 | 0 | 0 | 0 |  | - | 0 | 147
166 | Parks & Recreation | N/A | Rec Center Restrooms | Replace tile walls, floors, stalls, counters, sinks, etc. | Restrooms are in poor condition. Tiles are stained and mis-matched from breaks and patching. Stall doors have been patch-painted due to wear and vandalism. Sinks and countertops are stained and chipped. Upgrade to ADA Compliance | Deferred/Hold | 100 |  |  | 0 | 45000 |  | 45000 | 235000 | 2020 | Lifecycle repl. | 20 | 10 | 21 | 3-5 years | 16 | Maj. Maint. | 0 | 0 | 0 | 0 | 0 | 0 | 0 |  | - | 0 | 152
167 | Parks & Recreation | N/A | New windows at Rec Center | Replace Rec Center Windows | Operation of windows has diminished and are past life expectancy. | Deferred/Hold | 100 |  |  | 0 |  |  |  | 100000 | 2020 | Lifecycle repl. | 20 | 10 | 21 | 3-5 years | 16 | Maj. Maint. | 0 | 0 | 0 | 0 | 0 | 0 | 0 |  | - | 0 | 152
168 | Parks & Recreation/Information Technology | Information Technology | Audio/Visual upgrades for meeting space |  |  | Deferred/Hold | 100 |  |  | 0 |  |  | 0 | 40000 | 2018 | Capital Investment | 50 | 10 | 21 | - | 0 | Maj. Maint. | 0 | 0 | 0 | 0 | 0 | 0 | 0 |  | - | 0 | 166
169 | Parks & Recreation | N/A | Rec Center Canopy & storage Addition | Add storage and extend patio roof | Storage for activities is currently limited to single storage shed. Expanding the patio would allow actual use of the space. Currently too small to be functional. | Deferred/Hold | 100 |  |  | 0 |  |  | 0 | 100000 | 2018 | Capital Investment | 50 | 2 | 6 | 3-5 years | 16 | CIP | 0 | 0 | 0 | 0 | 0 | 0 | 0 |  | - | 0 | 167
170 | Parks & Recreation | N/A | Rec Center Gym Addition | Addition of gymnasium/ walking track / extended kitchen with more than one work station (stove, sink, fridge)/ class space | Adding a gym would allow users a gym space after school, currently difficult to schedule gyms with all the school activities. | Deferred/Hold | 100 |  |  | 0 |  |  | 0 | 2000000 | 2018 | Capital Investment | 50 | 2 | 6 | 3-5 years | 16 | CIP | 0 | 0 | 0 | 0 | 0 | 0 | 0 |  | - | 0 | 167
171 | Parks & Recreation | N/A | Rec Center New lighting | Replace lighting with LED & add lighting where needed | interior partitions reduce light and LEDs can be an energy savings | Deferred/Hold | 100 |  |  | 0 |  |  | 0 | 25000 | 2018 | Capital Investment | 50 | 2 | 6 | 3-5 years | 16 | Maj. Maint. | 0 | 0 | 0 | 0 | 0 | 0 | 0 |  | - | 0 | 167
172 | Parks & Recreation | N/A | Eco-Counter | track the number of people entering our parks and trails | data to use for master plan | Deferred/Hold | 100 |  |  | 0 |  |  | 0 | 400000 | 2019 | Capital Investment | 50 | 7 | 20 | 1-2 years | 4 | CIP | 0 | 0 | 0 | 0 | 0 | 0 | 0 |  | - | 0 | 169
173 | Parks & Recreation | N/A | Covered play ground | covered/indoor playground located on Rec Center grounds | all year access for youth | Deferred/Hold | 100 |  |  | 0 |  |  | 0 | 500000 | 2019 | Capital Investment | 50 | 5 | 15 | 3-5 years | 16 | CIP | 0 | 0 | 0 | 0 | 0 | 0 | 0 |  | - | 0 | 176
174 | Parks & Recreation | N/A | Rec Center Offices | Divide existing offices to meet current staffing needs. | Current office layout does not provide adequate privacy, leaving potential risk for personnel issues. Private offices need to be created for full-time, supervisory staff. | Deferred/Hold | 100 |  |  | 0 |  |  | 0 | 60000 | 2020 | Operational Imp. | 60 | 10 | 21 | 1-2 years | 4 | Maj. Maint. | 0 | 0 | 0 | 0 | 0 | 0 | 0 |  | - | 0 | 180
175 | Public Works | N/A | Baler Roof (see FS 3/4 roofs) | Roof Replacement | Leaks | Combined | 200 |  |  | 0 |  |  | 0 | 150000 | 2018 | Lifecycle repl. | 20 | - | 0 | 1-2 years | 4 | Maj. Maint. | 0 | 0 | 0 | 0 | 0 | 0 | 0 |  | - | 0 | 219 |  | 2020 | 2021 | 2020 | 2021 | Combined Roof Project
176 | Parks & Recreation | Civic Center | Carpet on theatre stairs. | The last time the carpet was replaced in the building (around 2009) the theatre stair carpet was not replaced. It is old and frayed in some places and is in need of replacement. | Tripping hazard and visual improvement. | Combined | 200 |  |  | 0 |  |  | 0 | 35000 | 2018 | Lifecycle repl. | 20 | 1 | 3 | 1-2 years | 4 | Maj. Maint. | 0 | 0 | 0 | 0 | 0 | 0 | 0 |  | - | 0 | 222 |  | 2020 | 2021 | 2020 | 2021 | Combine with E-Light Project
177 | Ports & Harbors | N/A | Guard Rail Replacement VCT Causeway (see causeway project) | Replace damaged guardrail | Guardrail has been hit and damaged the length of the causeway | Combined | 200 |  |  | 0 | 40000 |  | 40000 | 350000 | 2020 | Lifecycle repl. | 20 | 1 | 3 | 1-2 years | 4 | Maj. Maint. | 0 | 0 | 0 | 0 | 0 | 0 | 0 |  | - | 0 | 222 |  | 2020 | 2021 | 2020 | 2021 | Combine Causeway, Guard Rail & Transfer Bridge
178 | Public Works/Fire | Fire | Fire Hydrant Replacement - In fill | Replace out dated infrastructure | On-going program, multi year | Combined | 200 |  |  | 0 |  |  | 0 | 500000 | 2018 | Lifecycle repl. | 20 | 2 | 6 | 1-2 years | 4 | Maj. Maint. | 0 | 0 | 0 | 0 | 0 | 0 | 0 |  | - | 0 | 225 |  | N/A | N/A | N/A | N/A
179 | Valdez City Schools | N/A | VHS Overhang Repair | Repair the over hang at high school to add insulation to stop the cold air from entering the building |  | Combined | 200 |  |  | 0 |  |  | 0 | 25000 | 2019 | Failed System | 10 | 6 | 18 | 1-2 years | 4 | Maj. Maint. | 0 | 0 | 0 | 0 | 0 | 0 | 0 |  | - | 0 | 227 |  | 2021 | 2022 | 2021 | 2022
180 | Valdez City Schools | N/A | VHS Boys/Girls Locker Room Renovation | update locker room | ADA Noncompliant | Combined | 200 |  |  | 0 |  |  | 0 | 500000 | 2019 | Regulatory Compliance | 10 | 18 | 25 | Failed | 1 | Maj. Maint. | 0 | 0 | 0 | 0 | 0 | 0 | 0 |  | - | 0 | 231 |  | N/A | N/A | N/A | N/A
181 | Valdez City Schools | N/A | VHS Windows | Replace exterior windows | outlived life expectancy | Combined | 200 |  |  | 0 |  |  | 0 | 1500000 | 2019 | Lifecycle repl. | 20 | 9 | 21 | <1 Year | 3 | Maj. Maint. | 0 | 0 | 0 | 0 | 0 | 0 | 0 |  | - | 0 | 239 |  | N/A | N/A | N/A | N/A | Need to count
182 | Valdez City Schools | N/A | VHS Exterior Door Replacement & Security Upgrades | Replace exterior doors | outlived life expectancy | Combined | 200 |  |  | 0 |  |  | 0 | 1500000 | 2018 | Lifecycle repl. | 20 | 7 | 20 | 1-2 years | 4 | Maj. Maint. | 0 | 0 | 0 | 0 | 0 | 0 | 0 |  | - | 0 | 239 |  | N/A | N/A | N/A | N/A
183 | Valdez City Schools | N/A | HHES Exterior Door Replacement & Security Upgrades | Replace exterior doors | outlived life expectancy | Combined | 200 |  |  | 0 |  |  | 0 | 1500000 | 2018 | Lifecycle repl. | 20 | 8 | 20 | 1-2 years | 4 | Maj. Maint. | 0 | 0 | 0 | 0 | 0 | 0 | 0 |  | - | 0 | 239 |  | N/A | N/A | N/A | N/A
184 | Valdez City Schools | N/A | VHS Library Window replacement | Replace windows of VHS library | Window seals leak | Combined | 200 |  |  | 0 |  |  | 0 | 50000 | 2018 | Lifecycle repl. | 20 | 12 | 22 | <1 Year | 3 | Maj. Maint. | 0 | 0 | 0 | 0 | 0 | 0 | 0 |  | - | 0 | 240 |  | N/A | N/A | N/A | N/A | Exterior Envelope / Major Remodel
185 | Police | Capital Facilities | PD Offices | Add office space at City Hall & Airport for new FTEs | New employees need work spaces. Use current office areas to create new offices. | Cancelled | 200 | 50000 | 17833 | 32167 | 0 | 0 | 0 | 50000 | 2019 | Operational Imp. | 40 | 1 | 3 | <1 Year | 4 | CIP 2018 | 0 | [7 empty] | - | 0 | 242 |  | N/A | N/A | N/A | N/A | Design
186 | Valdez City Schools | N/A | VHS Basketball Backboard Lift Replacements | Mechanical issues, outdated without replacement parts | outlived life expectancy | Combined | 200 |  |  | 0 |  |  | 0 | 250000 | 2019 | Lifecycle repl. | 20 | 22 | 27 | Failed | 1 | Maj. Maint. | 0 | 0 | 0 | 0 | 0 | 0 | 0 |  | - | 0 | 243 |  | N/A | N/A | N/A | N/A
187 | Valdez City Schools | N/A | VHS Entryway Flooring |  | outlived life expectancy | Combined | 200 |  |  | 0 |  |  | 0 | 20000 | 2019 | Lifecycle repl. | 20 | 26 | 29 | 1-2 years | 4 | Maj. Maint. | 0 | 0 | 0 | 0 | 0 | 0 | 0 |  | - | 0 | 248 |  | N/A | N/A | N/A | N/A
188 | Police | N/A | Flag Pole Improvement / Upgrade | Upgrade / redesign the existing flag display outside of City Hall. [A 3 pole system, with large flags, and lit up at night] | City Hall should have a nice, prominent flag display. This would also allow a 3rd pole to fly a COV flag. | Combined | 200 |  |  | 0 |  |  | 0 | 25000 | 2020 | Operational Imp. | 60 | 2 | 6 | <1 Year | 3 | CIP | 0 | 0 | -3 | 0 | -2 | 0 | 0 |  | - | 0 | 259 |  | 2020 | 2021 | 2020 | 2021
189 | Information Technology | N/A | Secure Storage | Space needed for new and used computer storage. | There is limited space currently to store new or used computers | Combined | 200 |  |  | 0 |  |  | 0 | TBD | 2018 | Operational Imp. | 60 | 2 | 6 | 1-2 years | 4 | CIP | 0 | 0 | 0 | 0 | 0 | 0 | 0 |  | - | 0 | 265 |  | N/A | N/A | N/A | N/A | Old FS1?
190 | Police | N/A | PD Storage (including secure evidence) | A dedicated secure building for PD storage (bomb equipment, etc.) as well as secure evidence storage (vehicles). Will require electric and heat - maybe not water | Lack of storage and no secure evidence locations for large evidence items such as vehicles. Basically a copy of the existing Trooper building near DOT. | Combined | 200 |  |  | 0 |  |  | 0 | 50000 | 2018 | Operational Imp. | 60 | 3 | 9 | 1-2 years | 4 | CIP | 0 | 0 | 0 | 0 | 0 | 0 | -1 |  | - | 0 | 267 |  | N/A | N/A | N/A | N/A | Old FS1?
| Police | N/A | PD Impound Lot | Clear existing dedicated lot, establish driveway and install gate | Lack of qualified impound options [This is a non-issue if the existing FD bays are made available to the Police Department for storage and impound needs] | Combined | 200 |  |  | 0 |  |  | 0 | 40000 | 2018 | Operational Imp. | 60 | 5 | 15 | 1-2 years | 4 | CIP | 0 | 0 | 0 | 0 | 0 | 0 | -1 |  | - | 0 | 273 |  | N/A | N/A | N/A | N/A
| Valdez City Schools | N/A | Science Room Remodel VHS | replace outdated equipment/tables | Not meeting needs of dept. | Combined | 200 |  |  | 0 |  |  | 0 | 350000 | 2018 | Capital Investment | 50 | 23 | 28 | 1-2 years | 4 | Maj. Maint. | 0 | 0 | 0 | 0 | 0 | 0 | 0 |  | - | 0 | 277 |  | N/A | N/A | N/A | N/A
| Valdez City Schools | N/A | Electrical support for HHES | Need to add add'l service to HHES | Electrical access not meeting needs | Combined | 200 |  |  | 0 |  |  | 0 | 150000 | 2018 | Operational Imp. | 60 | 21 | 27 | 1-2 years | 4 | Maj. Maint. | 0 | 0 | 0 | 0 | 0 | 0 | 0 |  | - | 0 | 286 |  | N/A | N/A | N/A | N/A
| Valdez City Schools | N/A | Pedestrian Improvements District Wide | improve traffic flow and pedestrian routes to all three schools | pick-up and drop off creates hazards for pedestrians. | - | 0 |  |  | 0 |  |  | 0 | 250000 | 2022 | Life Safety | 1 | 22 | 27 | 1-2 years | 4 | Maj. Maint. | 0 | 0 | 0 | 0 | 0 | 0 | 0 |  | - | 0 | 27 |  | N/A | N/A | N/A | N/A
| Ports & Harbors | N/A | North Harbor Drive Traffic Improvements | Angled parking &/or one way traffic | difficult to navigate N. Harbor for parking during busy season | - | 0 |  |  | 0 |  |  | 0 | 100000 | 2022 | Life Safety | 1 | 23 | 28 | 1-2 years | 4 | Maj. Maint. | 0 | 0 | 0 | 0 | 0 | 0 | 0 |  | - | 0 | 28 |  | N/A | N/A | N/A | N/A
| Public Works /Planning | Planning | 10 Mile Excavation & Dike Raise Phase 1 | Excavate Chanel in Lowe, Material to raise Dikes | Flooding significant subdivision within City limits. | Complete | 1000 | 0 |  | 0 |  | 5000000 | 5000000 | 5000000 | 2019 | Life Safety | 1 | 1 | 3 | <1 Year | 3 | Maj. Maint. | 0 | 0 | -3 | -3 | -2 | 0 | -3 |  | Council | -25 | 966 | SB | 2019 | 2020 | 2019 | 2021
| Hospital | N/A | Transfer Switch Replacement | Replace transfer switches on Generator | Switches are not meeting regulatory requirements for transfer times and parts are becoming difficult to obtain. | Complete | 1000 |  |  | 0 |  |  | 0 | 200000 | 2019 | Life Safety | 1 | 1 | 3 | Failed | 1 | Maj. Maint. | 0 | 0 | 0 | 0 | 0 | 0 | 0 |  | In House | -30 | 970 |  | 2019 | 2020 | 2019 | 2020
| Police | N/A | Pipeline Club Demolition | Demolish structures and foundation at Pipeline Club | dilapidated building | Complete | 1000 |  |  | 0 |  |  | 0 | 300000 | 2021 | Regulatory Compliance | 10 | 1 | 3 | Failed | 1 | - | 0 | 0 | -3 | 0 | -2 | -5 | 0 |  | Council | -25 | 974 | MR/ND |  |  | 2020 | 2021
| Hospital | N/A | X-Ray Replacement | Replace Radiology Suite | X-Ray no longer works. Currently using portable unit. | Complete | 1000 |  |  | 0 |  |  | 0 | 750000 | 2019 | Failed System | 10 | 1 | 3 | Failed | 1 | Maj. Maint. | 0 | 0 | 0 | 0 | 0 | 0 | 0 |  | In House | -30 | 979 |  | 2019 | 2020 | 2019 | 2020
| Parks & Recreation | Parks Maintenance | Cemetery Expansion | Fill in center of Memorial Cemetery to add lots | Need more lot space at cemetery. | Complete | 1000 |  |  | 0 |  | 150000 | 150000 | 550000 | 2018 | Failed System | 10 | 1 | 3 | Failed | 1 | CIP | 0 | 0 | 0 | 0 | 0 | 0 | 0 |  | CM | -25 | 984 | AR | 2019 | 2020 | 2019 | 2020
| Building Maintenance | N/A | City Wide Insurance Mechanical Repairs | Complete repairs as noted on FM Global site visit report | Insurance carrier identified areas / deficiencies to be upgraded to reduce risk profile. | Complete | 1000 |  |  | 0 |  |  | 0 | 50000 | 2020 | Regulatory Compliance | 10 | 1 | 3 | Failed | 1 | Maj. Maint. | 0 | 0 | 0 | 0 | 0 | 0 | 0 |  | CM | -25 | 984 | BS | 2020 | 2020 | 2020 | 2021
| Fire | N/A | Fire Station | Replace FS1 on Hazelet & Pioneer property | existing facility has outlived useful life and no longer meets operational needs. | Complete | 1000 | 2000000 | 1392886 | 607114 |  | 16000000 | 16000000 | 18000000 | 2018 | - | 0 | - | 0 | - | 0 | CIP 2018 | [8 empty] | - | 0 | 995 | LV | 2017 | 2020 | 2017 | 2020 | Design
| Hospital | N/A | Copper Piping | Under Contract/Construction/Hold | known leak issues, encapsulated mold issue | Complete | 1000 | 1319975 | 230202.8 | 1089772.2 | 89000 | 1016025 | 1105025 | 2425000 | 2018 | - | 0 | - | 0 | - | 0 | CIP 2018 | [8 empty] | - | 0 | 995 | TS | 2017 | 2020 | 2017 | 2020 | Under Contract/Construction/Hold/Needs 1.5 million more in funding from Hospital Reserve. Combined project cost $3.46M.
| Clinic | N/A | Copper Piping | Under Contract/Construction/Hold | known leak issues, encapsulated mold issue | Complete | 1000 | 342669 | 11710 | 330959 | 0 | -167669 | -167669 | 175000 | 2017 | - |  | 1 |  | <1 Year |  | CIP 2018 | [8 empty] | - | 0 | 995 | TS | 2017 | 2020 | 2017 | 2020
| Hospital | N/A | Fire Wall | Under Contract/Construction/Hold | Survey control, operational efficiency | Complete | 1000 | 0 | 0 | 0 | 9000 | 218000 | 227000 | 227000 | 2017 | - |  | 1 |  | <1 Year |  | CIP 2018 | [8 empty] | - | 0 | 995 | TS | 2017 | 2020 | 2017 | 2020
| Hospital | N/A | Airborne Infection Isolation (AII) | Under Contract/Construction/Hold | Deficiency found during survey | Complete | 1000 | 450000 | 101407.72 | 348592.28 | 21160 | 164275 | 185435 | 635435 | 2017 | - |  | 1 |  | <1 Year |  | CIP 2018 | [8 empty] | - | 0 | 995 | TS | 2017 | 2020 | 2017 | 2020
| Ports & Harbors | N/A | Kelsey Dock Phase 2 - Yellow Building | Coat of paint, replace and reseal roofing panels, construct new entry. | Building acts as indoor storage and museum annex but it needs a facelift. Building past life expectancy. | Complete | 1000 | 350000 | 287550 | 62450 | 30000 | 2200000 | 2230000 | 2580000 | 2018 | - | 0 | - | 0 | - | 0 | CIP 2018 | [8 empty] | - | 0 | 995 | LV | 2018 | 2020 | 2018 | 2020
| Ports & Harbors | N/A | Kelsey Dock Phase 2 - Parks & Rec Storage | Clad P&R pole barn and add mezzanine for Parks storage | existing structure doesn't adequately cover materials & equipment. Yellow building space need to be replicated prior to removal. | Complete | 1000 | 0 | 0 | 0 | 280000 | 5000000 | 5280000 | 5280000 | 2018 | - | 0 | - | 0 | - | 0 | CIP 2018 | [8 empty] | - | 0 | 995 | LV | 2018 | 2020 | 2018 | 2020
| Capital Facilities | N/A | Airport Tennant Garage Exhaust | Add exhaust system to airport tennant garage spaces | Fumes travel into offices at airport. | Complete | 1000 | 78500 |  | 78500 | 0 | 0 | 0 | 80000 | 2020 | Life Safety | 1 | 1 | 3 | Failed | 1 | Maj. Maint. | 0 | 0 | 0 | 0 | 0 | 0 | 0 |  | - | 0 | 1000 | AR | 2020 | 2021 | 2020 | 2021
| Parks & Recreation | Civic Center | Emergency Lighting & Carpet in Theatre | When the theatre lights go down, the only lighting available to patrons are the theatre stair lights. It's incredibly hard to see in there and would be very hard to exit in a hurry in the event of an emergency. | The level of difficulty to navigate the stairs during a movie is a safety hazard. | Complete | 1000 |  |  | 0 |  |  | 0 | 150000 | 2018 | Life Safety | 1 | 1 | 3 | 1-2 years | 4 | Maj. Maint. | 0 | 0 | 0 | -2.5 | 0 | 0 | 0 |  | - | 0 | 1000.5 | MR | 2020 | 2021 | 2020 | 2021
| Valdez City Schools | N/A | VHS-HHES Generator replacement (and switches) | Replace emergency generators at two schools. Combine generator power for HHES & District office at one location and combine GMS & VHS at the other. Reducing infrastructure and creating efficiencies. | Outlived life expectancy, State has indicated replacement is nec | Complete | 1000 | 150000 | 0 | 150000 | 0 | 0 | 1850000 | 1150000 | 2018 | Life Safety | 1 | 1 | 3 | <1 Year | 3 | Maj. Maint. | 0 | 0 | 0 | 0 | 0 | 0 | 0 |  | - | 0 | 1002 | TS | 2019 | 2020 | 2019 | 2021
| Ports & Harbors | Airport | Airport Lighting Replacement | Replace or provide seismic restraint for lights in main Airport lobby | During earthquake some fixtures fell and were swaying significantly. | Complete | 1000 |  |  | 0 |  |  | 0 | 150000 | 2020 | Life Safety | 1 | 1 | 3 | <1 Year | 3 | Maj. Maint. | 0 | 0 | 0 | 0 | 0 | 0 | 0 |  | - | 0 | 1002 | MR | 2020 | 2021 | 2020 | 2021
| Parks & Recreation | Building Maintenance | Hand Rails at Library & City Hall | Spacing does not meet code which is greater than 4" | Spacing is too wide and creates a fall hazard | Complete | 1000 |  |  | 0 |  | 50000 | 50000 | 50000 | 2020 | Life Safety | 1 | 1 | 3 | <1 Year | 3 | Maj. Maint. | 0 | 0 | 0 | 0 | 0 | 0 | 0 |  | - | 0 | 1002 |  |  | 2020 | 2020 | 2021
| Parks & Recreation | N/A | Replace N. Meyring Picnic Shelter | Erect new picnic structure in location of existing failing structure. | Facility is quite old and has shown severe signs of aging in the past 2 summers, It is a high use facility in the summer | Complete | 1000 | 35000 | 14750 | 20250 |  | 600000 | 600000 | 350000 | 2018 | Life Safety | 1 | 1 | 3 | <1 Year | 3 | Maj. Maint. | 0 | 0 | 0 | 0 | 0 | 0 | 0 |  | - | 0 | 1002 | MR | 2019 | 2020 | 2019 | 2020 | Under Contract/ Design If scope is Demo only add $100K
| Fire | N/A | Fire Station Mitigation | Remediate mold in decon room, install HRV in berthing quarters, install exhaust extraction. | Improve work atmosphere in FS1 | Complete | 1000 |  |  | 0 |  |  | 0 | 500000 | 2018 | Life Safety | 1 | 1 | 3 | <1 Year | 3 | CIP 2018 | [8 empty] | - | 0 | 1002 | BS | 2019 | 2020 | 2019 | 2020
| Ports & Harbors | N/A | Replace Electrical Vaults in the Small Boat Harbor Maintenance Pads | Replace Failing Electrical Service Vaults in the Small Boat Harbor Uplands or in new location identified in the Master Plan | Failed System with a poor design | Complete | 1000 |  |  | 0 |  |  | 0 | 250000 | 2018 | Life Safety | 1 | 2 | 6 | 1-2 years | 4 | Maj. Maint. | 0 | 0 | 0 | 0 | 0 | 0 | 0 |  | - | 0 | 1006 | AR | 2020 | 2021 | 2020 | 2021
| Administration | N/A | Council Chamber Upgrade | Replace carpet, audio upgrade, new furniture, and other aesthetic improvements | Carpet is warn and frayed causes a trip hazard. | Complete | 1000 |  |  | 0 |  |  | 0 | 600000 | 2018 | Lifecycle repl. | 20 | 4 | 12 | 1-2 years | 4 | Maj. Maint. | 0 | 0 | 0 | 0 | 0 | 0 | 0 |  | CM | -25 | 1006 | MR | 2020 | 2021 | 2020 | 2021
| Ports & Harbors | N/A | VCT Transfer Bridge Repair | Replace rubber fenders and hinge | Components beyond reasonable lifespan due for replacement | Complete | 1000 |  |  | 0 |  |  | 0 | 1250000 | 2020 | Lifecycle repl. | 20 | 1 | 3 | 1-2 years | 4 | CIP | 0 | 0 | -3 | -3 | 0 | -5 | -3 |  | - | 0 | 1008 | TS | 2021 | 2022 | 2020 | 2021 | Combine Causeway, Guard Rail & Transfer Bridge
| Valdez City Schools | N/A | Waterline replacement VHS | Waterlines are nearly non functional | Outlived life expectancy | Complete | 1000 | 125000 |  | 125000 |  |  | 0 | 550000 | 2018 | Failed System | 10 | 1 | 3 | Failed | 1 | Maj. Maint. | 0 | 0 | 0 | 0 | 0 | 0 | 0 |  | - | 0 | 1009 | SB | 2019 | 2021 | 2019 | 2021
| Valdez City Schools | N/A | Waterline replacement HHES | waterlines are nearly non functional | outlived life expectancy | Complete | 1000 | 125000 |  | 125000 |  |  | 0 | 550000 | 2018 | Failed System | 10 | 1 | 3 | Failed | 1 | Maj. Maint. | 0 | 0 | 0 | 0 | 0 | 0 | 0 |  | - | 0 | 1009 | SB | 2019 | 2021 | 2019 | 2021
| Ports & Harbors | N/A | Replace Decking Kelsey Dock | Wear Decking has failed in a number of places | Needs replaced before structure is compromised. | Complete | 1000 |  |  | 0 |  | 550000 | 550000 | 550000 | 2018 | Failed System | 10 | 1 | 3 | Failed | 1 | Maj. Maint. | 0 | 0 | 0 | 0 | 0 | 0 | 0 |  | - | 0 | 1009 | LA | 2019 | 2020 | 2019 | 2020 | P&H to manage
| Parks & Recreation | Civic Center | Re Staining & Exterior Improvements | Restain the building, fix front entry doors, add covered area at rear ADA/ Emergency exit (Scope includes VCS Admin office for synergies) | The front doors are in dire need of repair. The locks are sticky and supposedly we cannot get parts for them anymore. The handicap automatic door is not a true automatic door because although the front door opens, the second door to the artic entryway does not. We need to either fix the doors or replace them. | Complete | 1000 | 150000 | 26393 | 123607 |  | 400000 | 400000 | 650000 | 2018 | Failed System | 10 | 1 | 3 | Failed | 1 | Maj. Maint. | 0 | 0 | 0 | 0 | 0 | 0 | 0 |  | - | 0 | 1009 | TS | 2019 | 2020 | 2019 | 2020 | Design
| Valdez City Schools | N/A | Waterline Replacement District Office | waterlines are nearly non functional | outlived life expectancy | Complete | 1000 | 50000 | 48635 | 1365 | 0 | 0 | 0 | 50000 | 2018 | failed System | 10 | 1 | 3 | Failed | 1 | Maj. Maint. | 0 | 0 | 0 | 0 | 0 | 0 | 0 |  | - | 0 | 1009 | SB |  |  | N/A | N/A | CCO to Boiler Project
| Ports & Harbors | Capital facilities | Airport HVAC | Replace broken Air handler | Unable to legally rent or occupy space as is. Code required update. | Complete | 1000 | 1400000 | 17787.71 | 1382212.29 | 0 | -750000 | -750000 | 650000 | 2019 | Failed System | 10 | 1 | 3 | <1 Year | 3 | CIP 2018 | [8 empty] | - | 0 | 1011 | BS | 2019 | 2020 | 2019 | 2020 | Design
| Ports & Harbors | N/A | VCT Causeway Repairs | Concrete repairs at pile caps & guardrail replacement | Failing Concrete VCT Inspection Identified as high priority. | Complete | 1000 |  |  | 0 | 100000 |  | 100000 | 750000 | 2020 | Failed System | 10 | 1 | 3 | 1-2 years | 4 | Maj. Maint. | 0 | 0 | 0 | 0 | 0 | 0 | 0 |  | - | 0 | 1012 | TS | 2020 | 2021 | 2020 | 2021 | Combine Causeway, Guard Rail & Transfer Bridge
| Public Works | N/A | Mineral Creek Bridge Repairs | Repair as per ADOT Engineer's report | Bridge repairs identified as high priority. | Complete | 1000 |  |  | 0 |  |  | 0 | 750000 | 2018 | Regulatory Compliance | 10 | 1 | 3 | 1-2 years | 4 | Maj. Maint. | 0 | 0 | 0 | 0 | 0 | 0 | 0 |  | - | 0 | 1012 | TS | 2020 | 2021 | 2020 | 2021 | Combine Engineering W/ VCT
| Public Works | N/A | Pavement Management Phase II | Black Gold & W. Hanagita | Continuation of Pavement Management Plan | Complete | 1000 |  |  | 0 |  |  | 0 | 8000000 | 2019 | Capital Investment | 50 | 2 | 6 | 1-2 years | 4 | CIP | 0 | 0 | -3 | -3 | -2 | -9 | 0 |  | Council | -25 | 1013 | BS | 2020 | 2021 | 2020 | 2021
| Parks & Recreation | Civic Center | Oak in hall along heating vents needs refinishing. | The oak along the heating vents takes a lot of sun damage and heat exposure. Through the years it has become discolored and in serious need of refinishing. | This area is highly visual as it is the are people go to look out the windows at one of the best views in Valdez. It's unattractive to look at sun discolored and spot stained oak trim. | Complete | 1000 |  |  | 0 |  |  | 0 | 15000 | 2018 | Deferred Maint. | 30 | 3 | 9 | 3-5 years | 16 | Maj. Maint. | 0 | 0 | 0 | 0 | 0 | 0 | 0 |  | In House | -30 | 1020 |  |  |  | N/A | N/A
| Building Maintenance | N/A | Boiler Replacement Council Chambers | Replace aged boiler | Council Boiler is old and we can't get parts for it. | Complete | 1000 |  |  | 0 |  |  | 0 | 30000 | 2018 | Failed System | 10 | 4 | 12 | 1-2 years | 4 | Maj. Maint. | 0 | 0 | 0 | 0 | 0 | 0 | 0 |  | - | 0 | 1021 |  |  | 2020 | N/A | N/A
| Public Works | N/A | Pavement Management Phase I | S. Harbor Dr / W. Egan / Meals Pioneer to Egan | Roads deemed most critical on new pavement evaluation 2018 | Complete | 1000 |  |  | 0 |  |  | 0 | 12000000 | 2019 | Capital Investment | 50 | 1 | 3 | 1-2 years |  | CIP | 0 | 0 | 0 | 0 | 0 | 0 | 0 |  | Council | -25 | 1023 | TS | 2019 | 2020 | 2019 | 2020
| Building Maintenance | N/A | Baler second waste oil furnace system | Replace second waste oil furnace | Furnace is failing | Complete | 1000 |  |  | 0 |  |  | 0 | 150000 | 2020 | Lifecycle repl. | 20 | 3 | 9 | Failed | 1 | Maj. Maint. | 0 | 0 | 0 | 0 | 0 | 0 | 0 |  | - | 0 | 1025 | BS | 2020 | 2020 | 2020 | 2021
| Police | Animal Control | Replace Incinerator in Animal Shelter | Replace Incinerator in Animal Shelter | End of life cycle (this one bought in 2005 and estimated life cycle is 20 years) | Complete | 1000 |  |  | 0 |  |  | 0 | 250000 | 2018 | Lifecycle repl. | 20 | 2 | 6 | 1-2 years | 4 | Maj. Maint. | 0 | 0 | 0 | 0 | 0 | 0 | 0 |  | - | 0 | 1025 | MR | 2020 | 2021 | 2020 | 2021
| Valdez City Schools | Capital Facilities | City Building Caulking | Expansion joint caulking at the high school, City Hall, and Library exterior | Caulking is failing and creating an infiltration & energy efficiency issue. | Complete | 1000 |  |  | 0 |  |  | 0 | 300000 | 2019 | Failed System | 10 | 10 | 21 | Failed | 1 | Maj. Maint. | 0 | 0 | 0 | 0 | 0 | 0 | 0 |  | - | 0 | 1027 |  | 2019 | 2020 | 2019 | 2020 | Add City Hall & Library
| Building Maintenance | N/A | Replace Side walk at City Hall | Replace old broken sidewalk | Frost heave broken side walk | Complete | 1000 |  |  | 0 |  |  | 0 | 50000 | 2018 | Failed System | 10 | 6 | 18 | 1-2 years | 4 | Maj. Maint. | 0 | 0 | 0 | 0 | 0 | 0 | 0 |  | - | 0 | 1027 |  |  |  | N/A | N/A
| Public Works | N/A | New overhead lights installed in Maintenance Shop | Replace all overhead lights in main shop | Old lights are failing. Replace with new technology/ lower energy consumption lights. Install contactor. | Complete | 1000 |  |  | 0 |  |  | 0 | 25000 | 2018 | Deferred Maint. | 30 | 4 | 12 | 1-2 years | 4 | Maj. Maint. | 0 | 0 | 0 | 0 | 0 | 0 | 0 |  | - | 0 | 1041 |  |  |  | N/A | N/A | Done?
| Building Maintenance | N/A | Replace parking lot lights City Hall & Library | Replace the lights at City Hall | Exterior Lights are rusted and need replacing | Complete | 1000 |  |  | 0 |  |  | 0 | 350000 | 2018 | Failed System | 10 | 12 | 22 | 3-5 years | 16 | Maj. Maint. | 0 | 0 | 0 | 0 | 0 | 0 | 0 |  | - | 0 | 1043 | AR | 2020 | 2021 | 2020 | 2021
| Parks & Recreation | Parks Maintenance | New Playground Installation at Robe River Park | New Playground Installation at Robe River Park | Current playground is at its end of life and many parts of the apparatus have been removed due to failure | Complete | 1000 |  |  | 0 |  |  | 0 | 40000 | 2020 | Capital Investment | 50 | 1 | 3 | 1-2 years | 4 | Maj. Maint. | 0 | 0 | 0 | 0 | 0 | 0 | 0 |  | - | 0 | 1052 | MR1 |  | 2021 |  | 2021
| Parks & Recreation | Parks Maintenance | New Playground Installation at Alpine Woods | New Playground Installation at Alpine Woods | Current playground is at its end of life and many parts of the apparatus have been removed due to failure | Complete | 1000 |  |  | 0 | 0 | 0 | 0 | 40000 | 2020 | Capital Investment | 50 | 1 | 3 | 1-2 years | 4 | Maj. Maint. | 0 | 0 | 0 | 0 | 0 | 0 | 0 |  | - | 0 | 1052 | MR1 | 2019 | 2020 | 2019 | 2021
| Ports & Harbors | N/A | Security/Operations Camera System VCT, Airport, and the Small Boat Harbor | Install cameras at all Port and Harbor facilities. | This allows for staff to maintain control of facilities from off site locations and manage the Port and Harbor Facilities. | Complete | 1000 | 435000 | 15857 | 419143 | 0 | 0 | 0 | 435000 | 2018 | Operational Imp. | 60 | 1 | 3 | <1 Year | 3 | CIP | 0 | 0 | 0 | 0 | 0 | 0 | 0 |  | - | 0 | 1061 | LA/TS | 2018 | 2020 | 2018 | 2020 | Design, Grant funded, price fixed.
| Parks & Recreation | Parks Maintenance | Replace tennis courts at Alpine woods park | Surface needs redone |  | Complete | 1000 |  |  | 0 |  |  | 0 | 60000 | 2018 | Deferred Maint. | 30 | 8 | 20 | 3-5 years | 16 | Maj. Maint. | 0 | 0 | 0 | 0 | 0 | 0 | 0 |  | - | 0 | 1061 |  | 2023 | 2024 | N/A | N/A
| Police | N/A | LED conversion for PD | Convert existing lights to LED | Well over 100 lights in an area that has employees working 24 hours a day, 7 days a week, 365 days a year. The conversion will pay for itself in a matter of two years | Complete | 1000 |  |  | 0 |  |  | 0 | 40000 | 2018 | Operational Imp. | 60 | 1 | 3 | 1-2 years | 4 | Maj. Maint. | 0 | 0 | 0 | 0 | 0 | 0 | 0 |  | - | 0 | 1062 |  |  |  | N/A | N/A | Is this done?
| Ports & Harbors | Airport | Airport Parking Lot Improvements and paving | Improve drainage and repair failed paving areas | Pay some now or pay more later. | Complete | 1000 |  |  | 0 |  |  | 0 | 75000 | 2018 | Deferred Maint. | 30 | 3 | 9 | 5-10 years | 32 | Maj. Maint. | 0 | 0 | 0 | 0 | 0 | 0 | 0 |  | - | 0 | 1066 |  |  |  | N/A | N/A
| Valdez City Schools | N/A | HHES Bleacher Replacement | Replace Bleachers |  | Complete | 1000 |  |  | 0 |  |  | 0 | 350000 | 2019 | Operational Imp. | 60 | 16 | 24 | 3-5 years | 16 | CIP | 0 | 0 | -3 | 0 | 0 | 0 | 0 |  | - | 0 | 1092 |  |  |  | N/A | N/A | Completed by Schools?
| Finance | Capital Facilities | Airport Offices | Add office space at City Hall & Airport for new FTEs | New employees need work spaces. Use current office areas to create new offices. | Complete | 1000 | 200000 | 19607 | 180393 | 0 | 0 | 0 | 250000 | 2019 | Operational Imp. | 60 | 1 | 3 | 10+ Years | 64 | CIP 2018 | [8 empty] | - | 0 | 1122 | BS | 2019 | 2020 | 2019 | 2020
| Museum | N/A | new wall treatments to egan commons | update threadbear and worn out wall treatment | necessary upkeep | - | 0 |  |  | 0 |  |  | 0 |  | 2024 | Lifecycle repl. | 20 | 2 | 6 | 1-2 years | 4 | - |  | 0 | 0 | 0 | 0 | 0 | 0 |  | - | 0 | 25
| Museum | N/A | new furnshings - collections, exhibits and office | furnishing are falling apart | Could be grant funding available if city matches funding and necessary upkeep | - | 0 |  |  | 0 |  |  | 0 |  | 2024 | Lifecycle repl. | 20 | 2 | 6 | 1-2 years | 4 | - |  | 0 | 0 | 0 | 0 | 0 | 0 |  | - | 0 | 25
| Museum | N/A | New front entry | although the doors were replaced a few years ago, the wind immediately damaged the doors and the glass box freezes up causing internal issues with the doors. The entry should be reconfigured. | Wind will continued to damage the existing doors and they will always need repairs. | - | 0 |  |  | 0 |  |  | 0 |  | 2024 | Lifecycle repl. | 20 | 2 | 6 | 1-2 years | 4 | - |  | 0 | 0 | 0 | 0 | 0 | 0 |  | - | 0 | 25
| Museum | N/A | New doors between Library and Museum | internal mechanisms freeze up and do not function in the winter | weather will continue to cause this issue | - | 0 |  |  | 0 |  |  | 0 |  | 2024 | Lifecycle repl. | 20 | 2 | 6 | 1-2 years | 4 | - |  | 0 | 0 | 0 | 0 | 0 | 0 |  | - | 0 | 25
| Museum | N/A | New windows in directors office | Single pain window letting heat out | keep the heat in | - | 0 |  |  | 0 |  |  | 0 |  | 2024 | Lifecycle repl. | 20 | 1 | 3 | 1-2 years | 4 | - |  | 0 | 0 | 0 | 0 | 0 | 0 |  | - | 0 | 22
| Museum | N/A | Flag Pole Improvement / Upgrade | the platform is damaged each winter | safety hazard as the rebar juts out of the base. | - | 0 |  |  | 0 |  |  | 0 |  | 2023 | Life Safety | 1 | 1 | 3 | <1 Year | 3 | - |  | 0 | 0 | 0 | 0 | 0 | 0 |  | - | 0 | 2
| Museum | N/A | Cement replacement in front of museum | Snow removal has damaged the cement | people are falling in the uneven walkway. Two cruise ship passengers took a tumble this year. | - | 0 |  |  | 0 |  |  | 0 |  | 2023 | Life Safety | 1 | 1 | 3 | <1 Year | 3 | - |  | 0 | 0 | 0 | 0 | 0 | 0 |  | - | 0 | 2
| Museum | N/a | Paint the exterior and repair facia | At least repare the facia. Although it would be great to tone down the green | snow has caused sections of the trim to fall off and it looks bad | - | 0 |  |  | 0 |  |  | 0 |  | 2024 | Lifecycle repl. | 20 | 2 | 6 | 1-2 years | 4 | - |  | 0 | 0 | 0 | 0 | 0 | 0 |  | - | 0 | 25
| Museum | N/A | Build an addtion to the Museum complex on Egan | Re work entry to west side and at the same time build out additional public space. | With space limitations this could be a way for additional programming. Move main entry way to alleviate wind issues on the doors. | - | 0 |  |  | 0 |  |  | 0 |  | 2025 | Operational Imp. | 60 | 1 | 3 | 3-5 years | 16 | - |  | 0 | 0 | 0 | 0 | 0 | 0 |  | - | 0 | 74
| Museum | N/A | Convert section of Annex for designated Museum Storage | Maximize warehouse usage by converting one of the sides | We have no space This would allow us to bring colections and other items closer to work space to provide effciencies. | - | 0 |  |  | 0 |  |  | 0 |  | 2023 | Operational Imp. | 60 | 1 | 3 | 1-2 years | 4 | - |  | 0 | 0 | 0 | 0 | 0 | 0 |  | - | 0 | 62
[6 empty] | - | 0 |  |  | 0 |  |  | 0 |  | 2023 | - | 0 | - | 0 | - | 0 | - |  | 0 | 0 | 0 | 0 | 0 | 0 |  | - | 0
[6 empty] | - | 0 |  |  | 0 |  |  | 0 |  | 2023 | - | 0 | - | 0 | - | 0 | - |  | 0 | 0 | 0 | 0 | 0 | 0 |  | - | 0
[6 empty] | - | 0 |  |  | 0 |  |  | 0 |  | 2023 | - | 0 | - | 0 | - | 0 | - |  | 0 | 0 | 0 | 0 | 0 | 0 |  | - | 0
[6 empty] | - | 0 |  |  | 0 |  |  | 0 |  | 2023 | - | 0 | - | 0 | - | 0 | - |  | 0 | 0 | 0 | 0 | 0 | 0 |  | - | 0
[6 empty] | - | 0 |  |  | 0 |  |  | 0 |  | 2023 | - | 0 | - | 0 | - | 0 | - |  | 0 | 0 | 0 | 0 | 0 | 0 |  | - | 0

## MM Master (hidden)
# | Department | Project Name | Brief Description | Justification | Status | Status_Score | Initial Budget | Previously Committed Funds | Current Available Balance | Design $ (Add/Deduct) | Construction $ (Add/Ded) | Total Add | Total Estimated Cost | Fiscal Year Requested | Importance Category | Score | Department Priority | Score2 | Urgency | Score3 | Funding | Gen Revenue | Energy Savings | Offset Aging Inf. | Community need | Community Request | Master Plan | Risk Mitigation | Elevated Priority | Elevation Score | Project Score | PM | Begin Design | Begin Const. | Comments
1A | Ports & Harbor | Replace Electrical Vaults in the Small Boat Harbor Maintenance Pads | Replace Failing Electrical Service Vaults in the Small Boat Harbor Uplands or in new location identified in the Master Plan | Failed System with a poor design | Const Contract | -200 |  |  | 0 |  |  | 0 | 750000 | 2018 | Life Safety | 1 | 2 | 6 | 1-2 years | 4 | Maj. Maint. | 0 | 0 | 0 | 0 | 0 | 0 | 0 | - | 0 | -194 |  | 2020 | 2021
1B | Public Works | New Well #5 | Install new domestic well on SE corner of town. | During peak demand well #4 can be overcome. | Const Contract | -200 | 1513007 |  | 1513007 |  |  | 0 | 2500000 | 2018 | - | 0 | - | 0 | - | 0 | CIP 2018 | [7 empty] | - | 0 | -205 | SB | 2017 | 2021
1C | Public Works | Force Main Design | Replace sewer force main from LS1 to sewage ponds. Perform upgrades and /or replace LS1. | Force main has known failures in the past, running through environmentally sensitive part of town. Conveys all of core of town's sewage. | Design Contract | -150 | 2000000 | 0 | 2000000 | 0 | 0 | 0 | 2000000 | 2018 | - | 0 | - | 0 | - | 0 | CIP 2018 | [7 empty] | - | 0 | -155 | LV | 2019 | 2021
1D | Public Works / Flood Task Force | 10 Mile Excavation | Excavate Chanel in Lowe, Material to raise Dikes | Flooding significant subdivision within City limits. | Design Contract | -150 | 0 |  | 0 |  | 150000 | 150000 | 150000 | 2019 | - | 0 | 1 | 3 | <1 Year |  | Maj. Maint. | 0 | 0 | 0 | 0 | 0 | 0 | 0 | - | 0 | -152 | SB | 2019 | 2020
2 | Information Technology | Radio Repeater Repairs & Upgrades | Replace existing and failing radio infrastructure | Repeaters are due for lifecycle replacement, have known issues and are vital for 911 support | Design Contract | -150 |  |  | 0 |  |  | 0 | 250000 | 2020 | Life Safety | 1 | 1 | 3 | Failed | 1 | Maj. Maint. | 0 | 0 | 0 | 0 | 0 | 0 | 0 | - | 0 | -150 |  | 2020 | 2021
3 | Valdez Senior Center, Inc. | Apartment Upgrades | Replace carpeting & vinyl flooring and install new baseboards; restain/refinish wooden closet, bedroom and front doors if needed; replace kitchen cabinets; replace existing appliances; install new backsplashes and counter tops; replace built in wall ovens and flat top burners with single stove w/built in overhead microwave ovens; build shelves and doors to match cabinets where old ovens were built in; replace electrical wiring for stoves that isn't up to code; interior painting; replace heating registers if needed; replace existing overhead light fixtures; upgrade bathrooms with new vanities, raised toilets, light fixtures, medicine cabinets, and step in showers with grab bars & shower seats. | The apartments are over 30 years old and are in serious need of upgrade. Approximately one-half of the apartments need upgrades listed with exceptions of the bathrooms and vinyl flooring (4 apartments still need walk-in showers installed with tile work due to inaccessible bathtubs). 2 apartments are completely renovated; 2 apartments have not had any work done; all other apartments are ready for kitchen upgrades or partial kitchen upgrades (new cabinets, countertops and backsplashes) to be completely renovated; many will need new carpeting and painting once vacant again. | Active | -100 | 0 | 0 | 0 | 0 | 0 | 250000 | 250000 | 2018 | Lifecycle repl. | 20 | 1 | 3 | <1 Year | 3 | Maj. Maint. | 0 | 0 | 0 | 0 | 0 | 0 | 0 | - | 0 | -100 | MR | 2017 | 2020 | On going
4 | Building Maintenance | Panic Hardware and ADA upgrades | Install Panic Hardware on Hall doors City Hall | Doors are not in fire code compliance. | Active | -100 |  |  | 0 |  |  | 0 | 25000 | 2018 | Life Safety | 1 | 2 | 6 | 1-2 years | 4 | Maj. Maint. | 0 | 0 | 0 | 0 | 0 | 0 | 0 | - | 0 | -100 |  |  | 2020 | BM to manage
5A | Public Works | Comprehensive reservoir evaluation and cleaning | Perform comprehensive evaluation of tank interiors and robotic tank cleaning; Project is ongoing. | Identify maintenance issues | Active | -100 |  |  | 0 |  |  | 0 | 40000 | 2018 | Deferred Maint. | 30 | 4 | 12 | 1-2 years | 4 | Maj. Maint. | 0 | 0 | 0 | 0 | 0 | 0 | 0 | - | 0 | -100 |  | 2020
5B | Hospital | X-Ray Replacement | Replace Radiology Suite | X-Ray no longer works. Currently using portable unit. | Active | -100 |  |  | 0 |  |  | 0 | 750000 | 2019 | Failed System | 10 | 1 | 3 | Failed | 1 | Maj. Maint. | 0 | 0 | 0 | 0 | 0 | 0 | 0 | In House | -30 | -100 |  | 2019 | 2020
6 | Hospital | ER & Admitting door upgrade | Replace Emergency Room patient room doors with sliding doors to facilitate patient transfer. | Doors don't allow gurney transit and should be upgraded to work with upgraded AII system. | Active | -100 |  |  | 0 |  |  | 0 | 50000 | 2020 | Regulatory Compliance | 10 | 1 | 3 | <1 Year | 3 | Maj. Maint. | 0 | 0 | 0 | 0 | 0 | 0 | 0 | - | 0 | -100 |  | 2020 | 2021
7 | Hospital | Loading Dock Water Drainage | Loading Dock needs more drainage spring thaw and rain will fill the area. | Need to remove water and ponding. | Active | -100 |  |  | 0 |  |  | 0 | 90000 | 2018 | Failed System | 10 | 1 | 3 | 1-2 years | 4 | Maj. Maint. | 0 | 0 | 0 | 0 | 0 | 0 | 0 | - | 0 | -100 |  | 2020 | 2021
8 | Building Maintenance/Library | Hand Rails at Library & City Hall | Spacing does not meet code which is greater than 4" | Spacing is too wide and creates a fall hazard | - | 0 |  |  | 0 |  | 50000 | 50000 | 50000 | 2020 | Life Safety | 1 | 1 | 3 | <1 Year | 3 | Maj. Maint. | 0 | 0 | 0 | 0 | 0 | 0 | 0 | - | 0 | 2 |  |  | 2020
9 | Park Maintenance | Mitigate safety issues at shooting range | Additional fill/targets/soil/fencing | Noted on insurance evaluation, Constant problem | - | 0 |  |  | 0 |  |  | 0 | 40000 | 2018 | Life Safety | 1 | 3 | 9 | Failed | 1 | Maj. Maint. | 0 | 0 | 0 | 0 | 0 | 0 | 0 | - | 0 | 6 |  |  | 2020
10 | Public Works | Pavement Management Phase II | Black Gold | Continuation of Pavement Management Plan | Design Contract | -150 |  |  | 0 |  |  | 0 | 7000000 | 2019 | Capital Investment | 50 | 2 | 6 | 1-2 years | 4 | CIP | 0 | 0 | -3 | -3 | -2 | -9 | 0 | Council | -25 | -120 |  | 2020 | 2021
11 | Park Maintenance | Cemetery Expansion | Fill in center of Memorial Cemetery to add lots | Need more lot space at cemetery. | Active | -100 |  |  | 0 |  | 150000 | 150000 | 150000 | 2018 | Failed System | 10 | 1 | 3 | Failed | 1 | CIP | 0 | 0 | 0 | 0 | 0 | 0 | 0 | CM | -25 | -100 | AR | 2019 | 2020
12 | Ports & Harbor | Causeway Repairs | Concrete repairs at pile caps | Failing Concrete VCT Inspection Identified as high priority. | - | 0 |  |  | 0 | 100000 |  | 100000 | 2500000 | 2020 | Failed System | 10 | 1 | 3 | 1-2 years | 4 | Maj. Maint. | 0 | 0 | 0 | 0 | 0 | 0 | 0 | - | 0 | 12 |  | 2020 | 2021 | Combine Causeway, Guard Rail & Transfer Bridge
13 | Public Works | Harbor water repairs | Harbor office fish clean station has water line break that needs repaired. Replace valves and sidewalk | underground waterline break | - | 0 |  |  | 0 |  |  | 0 | 100000 | 2018 | Failed System | 10 | 2 | 6 | <1 Year | 3 | Maj. Maint. | 0 | 0 | 0 | 0 | 0 | 0 | 0 | - | 0 | 14 |  | 2020 | 2021 | Incorporated to H-K Replacement
14 | Public Works | Glacier Haul Rd | Armor the edge by balefield/ add rip-rap and dig in a toe | Landfill protection. Repair river scour from 2017. Repairs done in 2019. Request for NRCS grant. | - | 0 |  |  | 0 |  |  | 0 | 250000 | 2018 | Regulatory Compliance | 10 | 1 | 3 | Failed | 1 | Maj. Maint. | 0 | 0 | 0 | 0 | 0 | 0 | 0 | - | 0 | 9 |  | 2020 | 2020 | Request Assistance from NRCS
15 | Public Works | Pavement Management Phase I | S. Harbor Dr / W. Egan / Meals Pioneer to Egan | Roads deemed most critical on new pavement evaluation 2018 | Active | -100 |  |  | 0 |  |  | 0 | 12000000 | 2019 | Capital Investment | 50 | 1 | 3 | 1-2 years |  | CIP | 0 | 0 | 0 | 0 | 0 | 0 | 0 | Council | -25 | -100 | TS | 2019 | 2020
16 | Museum | New Museum Facility | Construct new Museum facility to house all of museum archive and programming. | Consolidate infrastructure for Operational Imp's, space, environmental and human resource efficiencies. See Museum Master Interpretive Plan | Active | -100 | 0 | 0 | 0 | 350000 |  | 350000 | 28000000 | 2018 | Capital Investment | 50 | 3 | 9 | 5-10 years | 32 | CIP | 0 | 0 | 0 | 0 | 0 | 0 | 0 | - | 0 | -100 | ND | 2019 | 2024
17 | Public Works | Baler Roof | Roof Replacement | Leaks | - | 0 |  |  | 0 |  |  | 0 | 150000 | 2018 | Lifecycle repl. | 20 | - | 0 | 1-2 years | 4 | Maj. Maint. | 0 | 0 | 0 | 0 | 0 | 0 | 0 | - | 0 | 19 |  | 2020 | 2021 | Combined Roof Project
18 | Public Works | Mineral Creek Bridge Repairs | Repair as per ADOT Engineer's report | Bridge repairs identified as high priority. | - | 0 |  |  | 0 |  |  | 0 | 1000000 | 2018 | Regulatory Compliance | 10 | 2 | 6 | 1-2 years | 4 | Maj. Maint. | 0 | 0 | 0 | 0 | 0 | 0 | 0 | - | 0 | 15 |  | 2020 | 2021 | Combine Engineering W/ VCT
19 | Valdez City Schools | Use Remaining Middle School Bond | Erect Canopy over Rock wall entrance, storage building, taller bleachers | Money is allocated, reimbursement potential | Active | -100 | 1353185 |  | 1353185 |  |  | 0 | 1353185 | 2018 | Capital Investment |  | 1 |  | 1-2 years |  | CIP | 0 | 0 | 0 | 0 | 0 | 0 | 0 | - | 0 | -100 | ND | 2019 | 2021 | Current monies remaining, School Board recommendation, potential reimbursement.
20 | Administration | City Hall Revitalization | Remodel/expand/replace City Hall | Determine how to best utilize the vacated fire station. Desire to have all City Staff centrally located. | Active | -100 |  |  | 0 |  |  | 0 | 15000000 | 2019 | Capital Investment | 50 | - | 0 | 5-10 years | 32 | CIP | 0 | 0 | 0 | 0 | 0 | 0 | 0 | Council | -25 | -100 |  | 2020
21 | Library | Library and Staff Restrooms | There are four public restrooms in the library and one staff restroom. Two of the public restrooms are located on the main floor and two on the basement level. Each restroom needs updated fixtures, new flooring, counter tops, and automatic doors(public restrooms only). | The current restrooms are functional, but not ADA compliant. Each restroom has big heavy door that is difficult to manage for anyone with impaired mobility. Fixtures are very out of date. Any public facility in the City should have restrooms that are ADA accessible, and all of our patrons would benefit from an upgrade to our restrooms. | - | 0 |  |  | 0 |  |  | 0 | 500000 | 2018 | Regulatory Compliance | 10 | 3 | 9 | Failed | 1 | Maj. Maint. | 0 | 0 | 0 | 0 | 0 | 0 | 0 | - | 0 | 15 |  | 2021 | 2022
22 | Park Maintenance | Repair/Replace picnic shelters at Glacier Campground, Alpine Woods, Robe River Park, Dock Point | Structures need to be maintained preparatory for replacement. Support posts are rotting. | Evaluation complete in 2017 | - | 0 |  |  | 0 |  |  | 0 | 250000 | 2018 | Lifecycle repl. | 20 | 7 | 20 | 3-5 years | 16 | Maj. Maint. | 0 | 0 | 0 | 0 | 0 | 0 | 0 | In House | -30 | 21 |  | 2021 | 2022
23 | Ports & Harbor | Guard Rail Replacement VCT Causeway | Replace damaged guardrail | Guardrail has been hit and damaged the length of the causeway | - | 0 |  |  | 0 | 40000 |  | 40000 | 350000 | 2020 | Lifecycle repl. | 20 | 1 | 3 | 1-2 years | 4 | Maj. Maint. | 0 | 0 | 0 | 0 | 0 | 0 | 0 | - | 0 | 22 |  | 2020 | 2021 | Combine Causeway, Guard Rail & Transfer Bridge
24 | Library/Building Maintenance | Replace Library Windows | 13 windows (7 that open) along the back wall of the main floor of the library need to be replaced with more energy efficient windows that can be locked. | Of the seven windows that open, five have broken latches and cannot be closed securely. Each window has a 1/2 inch gap in the top, so even when closed the windows are not air tight. In the winter, sometimes windows are drilled shut, to prevent them from blowing open in the wind. This means the windows cannot be opened in case of fire or another emergency. All of the windows have blinds inside the two panes of glass, and most of the blinds no longer work. Bottom line, these windows are energy inefficient and pose a security risk. | - | 0 |  |  | 0 |  |  | 0 | 50000 | 2018 | Lifecycle repl. | 20 | 1 | 3 | 1-2 years | 4 | Maj. Maint. | 0 | 0 | 0 | 0 | 0 | 0 | 0 | - | 0 | 22 |  | 2021 | 2022
25 | Building Maintenance | City Wide Fire Systems upgrade | Some aging fire protection systems have recently been deemed obsolete. | We need to do upgrades so systems can be maintained | - | 0 |  |  | 0 | 50000 | 200000 | 250000 | 250000 | 2020 | Lifecycle repl. | 20 | 2 | 6 | Failed | 1 | Maj. Maint. | 0 | 0 | 0 | 0 | 0 | 0 | 0 | - | 0 | 22 |  | 2020 | 2021
25 | Parks & Recreation | Rec Center New flooring | Replace tiles in entry way; kitchen; dance floor, & carpeting | Carpet is worn and has outlived useful service life | - | 0 |  |  | 0 |  |  | 0 | 75000 | 2018 | Lifecycle repl. | 20 | 2 | 6 | 1-2 years | 4 | Maj. Maint. | 0 | 0 | 0 | 0 | 0 | 0 | 0 | - | 0 | 25 |  | 2021 | 2022
26 | Fire | Fire Hydrant Replacement - In fill | Replace out dated infrastructure | On-going program, multi year | - | 0 |  |  | 0 |  |  | 0 | 500000 | 2018 | Lifecycle repl. | 20 | 2 | 6 | 1-2 years | 4 | Maj. Maint. | 0 | 0 | 0 | 0 | 0 | 0 | 0 | - | 0 | 25
27 | Valdez City Schools | VHS Overhang Repair | Repair the over hang at high school to add insulation to stop the cold air from entering the building |  | - | 0 |  |  | 0 |  |  | 0 | 25000 | 2019 | Failed System | 10 | 6 | 18 | 1-2 years | 4 | Maj. Maint. | 0 | 0 | 0 | 0 | 0 | 0 | 0 | - | 0 | 27 |  | 2021 | 2022
28 | Building Maintenance | Replace Fuel Tank Senior Center | Replace AST Fuel Tank Senior Center | AST fuel Tank is rusted badly should be replaced. | - | 0 |  |  | 0 |  |  | 0 | 50000 | 2018 | Lifecycle repl. | 20 | 3 | 9 | 1-2 years | 4 | Maj. Maint. | 0 | 0 | 0 | 0 | 0 | 0 | 0 | - | 0 | 28 |  | 2020 | 2021 | Cpmbined with mech. Ins. Project
29 | Ports & Harbor | Harbor Boardwalk & Rest Area Reconstruction | Wood Structures Replacement for picnic and bench shelters | Failing and Due to be replaced | - | 0 |  |  | 0 |  |  | 0 | 50000 | 2018 | Lifecycle repl. | 20 | 3 | 9 | 1-2 years | 4 | Maj. Maint. | 0 | 0 | 0 | 0 | 0 | 0 | 0 | - | 0 | 28 |  | 2021 | 2022
30 | Fire | Evaluate and Plan Shelter Locations | Determine what is needed to function as a shelter | No adequate shelters in community | - | 0 |  |  | 0 |  |  | 0 | 800000 | 2018 | Life Safety | 1 | 3 | 9 | <1 Year | 3 | CIP | 0 | 0 | 0 | -3 | 0 | 0 | -3 | - | 0 | 8 |  | 2020 | 2022
31 | Valdez Senior Center, Inc. | Senior Center Siding | Repair or replace damaged and buckling siding at the Senior Center. | Repair of damaged siding will resolve existing issues and prevent additional buckling from occurring to the structure. Outside siding problems could lead to leaking issues that could impact other operations. | - | 0 |  |  | 0 |  |  | 0 | 200000 | 2018 | Lifecycle repl. | 20 | 3 | 9 | 1-2 years | 4 | Maj. Maint. | 0 | 0 | 0 | 0 | 0 | 0 | 0 | - | 0 | 28 |  | 2021 | 2022
32 | Ports & Harbor | VCT Transfer Bridge Repair | Replace rubber fenders and hinge | Components beyond reasonable lifespan due for replacement | - | 0 |  |  | 0 |  |  | 0 | 2000000 | 2020 | Lifecycle repl. | 20 | 1 | 3 | 1-2 years | 4 | CIP | 0 | 0 | -3 | -3 | 0 | -5 | -3 | - | 0 | 22 |  | 2021 | 2022 | Combine Causeway, Guard Rail & Transfer Bridge
33 | Ports & Harbor | Small Boat Harbor Major Reconstruction | Replace H-K Docks, Repair/relocated Boat Lifting Pier and Operations, Replace the Tour Dock, Replace the Travelift, and maximize float capacity. | End of life expectancy and needs to be replaced ($5M Grant money) | - | 0 |  |  | 0 |  |  | 0 | 10000000 | 2018 | Deferred Maint. | 30 | 1 | 3 | 1-2 years | 4 | CIP | -5 | -3 | -3 | -3 | 0 | -5 | -3 | - | 0 | 32 |  | 2020 | 2023
34 | Valdez City Schools | HHES Cafeteria floor | tile floor replacement necessary | floor has settled, deteriorated, tiles loose | - | 0 |  |  | 0 |  |  | 0 | 850000 | 2018 | Failed System | 10 | 14 | 23 | 1-2 years | 4 | Maj. Maint. | 0 | 0 | 0 | 0 | 0 | 0 | 0 | - | 0 | 32 |  | 2021 | 2022
35 | Park Maintenance | Re-grade Black Gold Park for proper drainage and to make it usable area in the summer | Regrade and improve drainage | Large ponds form and water never drains off the park. | - | 0 |  |  | 0 |  |  | 0 | 350000 | 2018 | Failed System | 10 | 4 | 12 | 3-5 years | 16 | Maj. Maint. | 0 | 0 | 0 | 0 | 0 | 0 | 0 | - | 0 | 33 |  | 2022 | 2023
36 | Civic Center | LED Lighting for theatre. | Upgrade theatre lighting to LED | Cost efficiency and modernization. We currently have approximately two hundred (200) 750-1000 Watt theatre lights. Not only is the lighting technology antiquated, but it's costly to run when we have a need theatre lights. We could replace the theatre lights in stages, doing one pipe at a time and it would not be such an all-at-once financial hit. This would help to bring our theatre up-to-date will others around the country as all are switching to LED theatrical lights. | - | 0 |  |  | 0 |  |  | 0 | 300000 | 2018 | Lifecycle repl. | 20 | 1 | 3 | 3-5 years | 16 | Maj. Maint. | 0 | 0 | 0 | 0 | 0 | 0 | 0 | - | 0 | 34 |  | 2020 | 2021 | Combine with E-Light Project
37 | Building Maintenance/Fire Station | Roof Replacement Fire station #3 & #4 | New Roof and insulation Fire station #3 & #4 | Insulation saturated/Roof leaks | - | 0 |  |  | 0 |  |  | 0 | 175000 | 2020 | Lifecycle repl. | 20 | 1 | 3 | <1 Year | 3 | CIP | 0 | 0 | -3 | 0 | 0 | 0 | -3 | - | 0 | 21 |  | 2020 | 2021 | Combined Roof Project
38 | Ports & Harbor | VCT Waterline Repair/Replacement | Replace Failed Water System at the VCT | Failed Does not supply enough water for Fire Safety. | - | 0 |  |  | 0 |  |  | 0 | 1500000 | 2018 | Failed System | 10 | 2 | 6 | 3-5 years | 16 | CIP | -2 | -5 | 0 | 0 | 0 | -3 | -1 | - | 0 | 27 |  | 2021 | 2022
39 | Clinic | Interior Paint Clinic | Repaint interior walls / offices at clinic and public health | due for replacement and required for lease agreement. | - | 0 |  |  | 0 |  |  |  | 75000 | 2018 | Lifecycle repl. | 20 | 5 | 15 | 1-2 years | 4 | Maj. Maint. | 0 | 0 | 0 | 0 | 0 | 0 | 0 | - | 0 | 34 |  | 2020 | 2021
40 | Police | Locker Room Remodel | Update/Remodel existing PD locker rooms | Locker rooms are outdated and in need of remodel/repair. They have been the same since at least 1999 | - | 0 |  |  | 0 |  |  | 0 | 40000 | 2018 | Deferred Maint. | 30 | 2 | 6 | 1-2 years | 4 | Maj. Maint. | 0 | 0 | 0 | 0 | 0 | 0 | 0 | - | 0 | 35 |  | 2022 | 2023
41 | Valdez City Schools | VHS Boys/Girls Locker Room Renovation | update locker room | ADA Noncompliant | - | 0 |  |  | 0 |  |  | 0 | 500000 | 2019 | Regulatory Compliance | 10 | 18 | 25 | Failed | 1 | Maj. Maint. | 0 | 0 | 0 | 0 | 0 | 0 | 0 | - | 0 | 31 |  | 2022 | 2023
42 | Public Works | New sand shed roof | Replace sand shed roof at city shop | roof leaks | - | 0 |  |  | 0 |  |  | 0 | 10000 | 2018 | Deferred Maint. | 30 | 3 | 9 | 1-2 years | 4 | Maj. Maint. | 0 | 0 | 0 | 0 | 0 | 0 | 0 | - | 0 | 38 |  | 2020 | 2021 | Combined Roof Project
43 | Ports & Harbor | Stan Stephens parking lot and plaza repairs | Repair curbs, concrete walks, decking, and interpretive shelter. | Damaged walks and Curbs are an eyesore and if left unrepaired will eventually cause additional construction replacement costs. | - | 0 |  |  | 0 |  |  | 0 | 125000 | 2018 | Deferred Maint. | 30 | 3 | 9 | 1-2 years | 4 | Maj. Maint. | 0 | 0 | 0 | 0 | 0 | 0 | 0 | - | 0 | 38 |  | 2021 | 2022
44 | Public Works | Doors at PW Shop | need, hinges, and weather striping | Doors are sagging and weather stripping is worn/ leaking | - | 0 |  |  | 0 |  |  | 0 | 60000 | 2018 | Deferred Maint. | 30 | 3 | 9 | 1-2 years | 4 | Maj. Maint. | 0 | 0 | 0 | 0 | 0 | 0 | 0 | - | 0 | 38 |  | 2022 | 2023
45 | Valdez City Schools | VHS Windows | Replace exterior windows | outlived life expectancy | - | 0 |  |  | 0 |  |  | 0 | 1500000 | 2019 | Lifecycle repl. | 20 | 9 | 21 | <1 Year | 3 | Maj. Maint. | 0 | 0 | 0 | 0 | 0 | 0 | 0 | - | 0 | 39 |  | 2022 | 2023 | Need to count
46 | Valdez City Schools | VHS Exterior Door Replacement & Security Upgrades | Replace exterior doors | outlived life expectancy | - | 0 |  |  | 0 |  |  | 0 | 1500000 | 2018 | Lifecycle repl. | 20 | 7 | 20 | 1-2 years | 4 | Maj. Maint. | 0 | 0 | 0 | 0 | 0 | 0 | 0 | - | 0 | 39 |  | 2022 | 2023
47 | Valdez City Schools | HHES Exterior Door Replacement & Security Upgrades | Replace exterior doors | outlived life expectancy | - | 0 |  |  | 0 |  |  | 0 | 1500000 | 2018 | Lifecycle repl. | 20 | 8 | 20 | 1-2 years | 4 | Maj. Maint. | 0 | 0 | 0 | 0 | 0 | 0 | 0 | - | 0 | 39 |  | 2022 | 2023
48 | Animal Control | Animal Shelter Floor Replacement | Replace Animal Shelter Flooring throughout the building (except Kennel area and Garage area) | Flooring is in need of replacement and is in a high-traffic, high-visibility area | - | 0 |  |  | 0 |  |  | 0 | 135000 | 2018 | Lifecycle repl. | 20 | 2 | 6 | 1-2 years | 4 | Maj. Maint. | 0 | 0 | 0 | 0 | 0 | 0 | 0 | Defer | 15 | 40 |  | 2022 | 2023
49 | Valdez City Schools | VHS Library Window replacement | Replace windows of VHS library | Window seals leak | - | 0 |  |  | 0 |  |  | 0 | 50000 | 2018 | Lifecycle repl. | 20 | 12 | 22 | <1 Year | 3 | Maj. Maint. | 0 | 0 | 0 | 0 | 0 | 0 | 0 | - | 0 | 40 |  | 2022 | 2023 | Exterior Envelope / Major Remodel
50 | Building Maintenance | Baler Floor Repair | Install new Acid resistant concrete and slope to drain | Existing floor is spalling bad and does not drain. | - | 0 |  |  | 0 |  |  | 0 | 500000 | 2018 | Failed System | 10 | 8 | 20 | 3-5 years | 16 | Maj. Maint. | 0 | 0 | 0 | 0 | 0 | 0 | 0 | - | 0 | 41 |  | 2022 | 2023
51 | Building Maintenance | Boiler Mates at the Senior Center | Replace Domestic Hot Water makers at Senior Center | Old Hot Water makers are at end of service life and inefficient. | - | 0 |  |  | 0 |  |  | 0 | 20000 | 2018 | Deferred Maint. | 30 | 4 | 12 | 1-2 years | 4 | Maj. Maint. | 0 | 0 | 0 | 0 | 0 | 0 | 0 | - | 0 | 41 |  | 2022 | 2023
52 | Public Works | Public Works office new flooring | original | hard to clean | - | 0 |  |  | 0 |  |  | 0 | 5000 | 2018 | Deferred Maint. | 30 | 4 | 12 | 1-2 years | 4 | Maj. Maint. | 0 | 0 | 0 | 0 | 0 | 0 | 0 | - | 0 | 41 |  | 2022 | 2023
53 | Hospital | Emergency Department Entrance Redesign | Create a triage desk and waiting area upon entrance to the hospital. Move the morgue to the back of the hospital. | Infection Prevention, security, Privacy for removal of remains from the morgue, safety of employees moving remains - hard to lift and move remains from current room. | - | 0 |  |  | 0 |  |  | 0 | 800000 | 2018 | Failed System | 10 | 4 | 12 | 3-5 years | 16 | CIP | 0 | 0 | 0 | 0 | 0 | 0 | -1 | - | 0 | 33
54 | Building Maintenance | New Roof in Well Houses and Lift Stations | Install sloping roofs on Well/Pump houses | Flat roofs are failing and allowing water to damage interior of buildings | - | 0 |  |  | 0 |  |  | 0 | 250000 | 2018 | Failed System | 10 | 5 | 15 | 3-5 years | 16 | CIP | 0 | 0 | 0 | 0 | 0 | 0 | -3 | - | 0 | 36 |  | 2022 | 2023
55 | Valdez City Schools | VHS Basketball Backboard Lift Replacements | Mechanical issues, outdated without replacement parts | outlived life expectancy | - | 0 |  |  | 0 |  |  | 0 | 250000 | 2019 | Lifecycle repl. | 20 | 22 | 27 | Failed | 1 | Maj. Maint. | 0 | 0 | 0 | 0 | 0 | 0 | 0 | - | 0 | 43 |  | 2022 | 2022
56 | Public Works | Hanagita Warehouse Replacement | New structure for PW storage | Building is critical indoor storage but it needs a facelift. Building past life expectancy. | - | 0 |  |  | 0 |  |  | 0 | 200000 | 2018 | Lifecycle repl. | 20 | 3 | 9 | 3-5 years | 16 | CIP | 0 | 0 | -3 | 0 | 0 | 0 | -3 | - | 0 | 40 |  | 2021 | 2022
57 | Building Maintenance | Replace parking lot lights City Hall & Library | Replace the lights at City Hall | Exterior Lights are rusted and need replacing | - | 0 |  |  | 0 |  |  | 0 | 150000 | 2018 | Failed System | 10 | 12 | 22 | 3-5 years | 16 | Maj. Maint. | 0 | 0 | 0 | 0 | 0 | 0 | 0 | - | 0 | 43 |  | 2020 | 2021
58 | Ports & Harbor | Marine Infrastructure underwater/Inspection | This item is reoccurring every 5 years and should be built into the long term plan. | Maintenance is less costly than replacement. | - | 0 |  |  | 0 |  |  | 0 | 250000 | 2018 | Deferred Maint. | 30 | 1 | 3 | 3-5 years | 16 | Maj. Maint. | 0 | 0 | 0 | 0 | 0 | 0 | 0 | - | 0 | 44 |  | 2023 | 2024
59 | Parks & Recreation | REC CENTER Remodel | See combined Rec Center Scopes | Facility has outlived current use and function. | - | 0 |  |  | 0 |  |  | 0 | 2000000 | 2018 | Deferred Maint. | 30 | 2 | 6 | 1-2 years | 4 | CIP | 0 | 0 | 0 | 0 | 0 | 0 | 0 | - | 0 | 35 |  | 2021 | 2022
60 | Hospital | Air Treatment System Replacement | Replace equipment and upgrade wiring for air treatment equipment | End of lifecycle, due for replacement | - | 0 |  |  | 0 |  |  | 0 | 350000 | 2020 | Lifecycle repl. | 20 | 5 | 15 | 3-5 years | 16 | Maj. Maint. | 0 | 0 | 0 | 0 | 0 | 0 | 0 | - | 0 | 46
61 | Parks & Recreation | Rec Center Exterior upgrades & expanded parking | restain/repaint building. Add/ upgrade exterior lighting. Expand parking and add second driveway into facility. | more users need parking with expanded services. Exterior is dated and in need of maintenance that has been deferred. | - | 0 |  |  | 0 |  |  | 0 | 65000 | 2018 | Deferred Maint. | 30 | 2 | 6 | 3-5 years | 16 | Maj. Maint. | 0 | 0 | 0 | 0 | 0 | 0 | 0 | - | 0 | 47
62 | Parks & Recreation | Meals Hill Development | Feasibility and implementation plan for Meals Hill additions and programming | Meals Hill, newly acquired by the City, is a area where the Community should have input into any future use and development for recreation opportunities. | - | 0 |  |  | 0 |  |  | 0 | 200000 | 2020 | Capital Investment | 50 | 2 | 6 | <1 Year | 3 | CIP | 0 | 0 | 0 | 0 | 0 | -1 | 0 | Council | -25 | 29 |  | 2020 | 2023
63 | Valdez City Schools | VHS Entryway Flooring |  | outlived life expectancy | - | 0 |  |  | 0 |  |  | 0 | 20000 | 2019 | Lifecycle repl. | 20 | 26 | 29 | 1-2 years | 4 | Maj. Maint. | 0 | 0 | 0 | 0 | 0 | 0 | 0 | - | 0 | 48
64 | Valdez City Schools | Sidewalk replacement District Office | Existing sidewalks deteriorated | outlived life expectancy | - | 0 |  |  | 0 |  |  | 0 | 150000 | 2018 | Lifecycle repl. | 20 | 25 | 29 | 1-2 years | 4 | Maj. Maint. | 0 | 0 | 0 | 0 | 0 | 0 | 0 | - | 0 | 48 |  | 2021 | 2022
65 | Valdez City Schools | Demand Control Kitchen Ventilation Controls | All school Kitchen Vent Hoods | outlived life expectancy | - | 0 |  |  | 0 |  |  | 0 | 250000 | 2019 | Lifecycle repl. | 20 | 27 | 30 | 1-2 years | 4 | Maj. Maint. | 0 | 0 | 0 | 0 | 0 | 0 | 0 | - | 0 | 49
66 | Valdez City Schools | Replace Freezer/cooler at VHS/HHES Bus Barn | Replace Motor with emc motor and coils and evaporator | outlived life expectancy | - | 0 |  |  | 0 |  |  | 0 | 500000 | 2019 | Lifecycle repl. | 20 | 28 | 30 | 1-2 years | 4 | Maj. Maint. | 0 | 0 | 0 | 0 | 0 | 0 | 0 | - | 0 | 49 |  | 2022 | 2023
67 | Park Maintenance | Gold Fields Upgrades | Repaint and trim Gold Fields Facility and new fence line/dugouts/upper level office remodel | Wood rot in facility and original construction (circa 1980s) fence line deteriorating. | - | 0 |  |  | 0 |  |  | 0 | 150000 | 2018 | Deferred Maint. | 30 | 3 | 9 | 3-5 years | 16 | Maj. Maint. | 0 | 0 | 0 | 0 | 0 | 0 | 0 | - | 0 | 50 |  | 2021 | 2022
68 | Park Maintenance | Replace Alpine Woods Outhouse | Replace Outhouse at Alpine woods park nearest tennis court with Romtec | Structure is failing. | - | 0 |  |  | 0 |  |  | 0 | 85000 | 2018 | Lifecycle repl. | 20 | 7 | 20 | 3-5 years | 16 | Maj. Maint. | 0 | 0 | 0 | 0 | 0 | 0 | 0 | - | 0 | 51 |  | 2023 | 2024
69 | Parks & Recreation | Rec Center Restrooms | Replace tile walls, floors, stalls, counters, sinks, etc. | Restrooms are in poor condition. Tiles are stained and mis-matched from breaks and patching. Stall doors have been patch-painted due to wear and vandalism. Sinks and countertops are stained and chipped. Upgrade to ADA Compliance | - | 0 |  |  | 0 | 45000 |  | 45000 | 235000 | 2020 | Lifecycle repl. | 20 | 10 | 21 | 3-5 years | 16 | Maj. Maint. | 0 | 0 | 0 | 0 | 0 | 0 | 0 | - | 0 | 52
70 | Parks & Recreation | New windows at Rec Center | Replace Rec Center Windows | Operation of windows has diminished and are past life expectancy. | - | 0 |  |  | 0 |  |  |  | 100000 | 2020 | Lifecycle repl. | 20 | 10 | 21 | 3-5 years | 16 | Maj. Maint. | 0 | 0 | 0 | 0 | 0 | 0 | 0 | - | 0 | 52
71 | Ports & Harbor | Harbor Office and Maintenance Building | Remodel/Replace Existing Harbor Office and Maintenance Building. Create additional work spaces, laundry, showers, and indoor maintenance areas. | Current Harbor Offices are past their original life expectancy | - | 0 |  |  | 0 |  |  | 0 | 3000000 | 2018 | Deferred Maint. | 30 | 2 | 6 | 3-5 years | 16 | CIP | 0 | 0 | -1 | 0 | 0 | -5 | 0 | - | 0 | 47 |  | 2022 | 2024
72 | Information Technology | Fiber Optic Runs Throughout City | City-wide; begin 2018 and grow through future years. | Greater control of network, improved security, cost of time. | - | 0 |  |  | 0 |  |  | 0 | TBD | 2018 | Operational Imp. | 60 | 1 | 3 | <1 Year | 3 | CIP | 0 | -5 | -3 | 0 | 0 | -1 | -1 | - | 0 | 61
73 | Valdez City Schools | Exterior shop doors replacement | Shop doors need replacement | Doors have exhausted their life expectancy | - | 0 |  |  | 0 |  |  | 0 | 5000 | 2018 | Lifecycle repl. | 20 | 34 | 33 | 1-2 years | 4 | Maj. Maint. | 0 | 0 | 0 | 0 | 0 | 0 | 0 | - | 0 | 52 |  | 2023 | 2024
74 | Public Works | VMF HVAC System Upgrade | Replace obsolete units, incorporate vehicle exhaust capture | System needs to be updated to meet current demands and for efficiencies | - | 0 |  |  | 0 |  |  | 0 | 50000 | 2018 | Deferred Maint. | 30 | 4 | 12 | 3-5 years | 16 | Maj. Maint. | 0 | 0 | 0 | 0 | 0 | 0 | 0 | - | 0 | 53 |  | 2021 | 2022
75 | Library | Lighting | Replace all fluorescent and other bulbs in the library with energy efficient bulbs and update the light fixtures in the library. | The library has a very high electrical bill every year. Fluorescent bulbs have proven to be energy inefficient and there are better alternatives out there. If we update the fixtures and choose different bulbs, we should see a decrease in the electricity bill. Also, the cast of light from fluorescent bulbs is difficult on the eyes and not ideal for reading and work on computers. Changing out the bulbs and fixtures will also improve the overall look of the library. | - | 0 |  |  | 0 |  |  | 0 | 45000 | 2018 | Deferred Maint. | 30 | 4 | 12 | 3-5 years | 16 | Maj. Maint. | 0 | 0 | 0 | 0 | 0 | 0 | 0 | - | 0 | 53 |  | 2021 | 2022
76 | Valdez City Schools | HHES Roof & Siding Replacement | Roof has exhausted its life expectancy |  | - | 0 |  |  | 0 |  |  | 0 | 850000 | 2018 | Lifecycle repl. | 20 | 13 | 23 | 1-2 years | 4 | CIP | 0 | 0 | 0 | 0 | 0 | 0 | 0 | - | 0 | 42 |  | 2022 | 2023
77 | Ports & Harbor | RE State Building Remodel | Building needs a remodel | Maintain the building | - | 0 |  |  | 0 |  |  | 0 | 100000 | 2018 | Deferred Maint. | 30 | 5 | 15 | 3-5 years | 16 | Maj. Maint. | 0 | 0 | 0 | 0 | 0 | 0 | 0 | - | 0 | 56
78 | Public Works | Electric line over Senior Center Road | Need to be removed for snow removal safety | Dangerous for snow removal operations | - | 0 |  |  | 0 |  |  | 0 | 5000 | 2018 | Operational Imp. | 60 | 3 | 9 | 1-2 years | 4 | Maj. Maint. | 0 | 0 | 0 | 0 | 0 | 0 | 0 | - | 0 | 68 |  | 2023 | 2024
79 | Museum | Restroom Remodel | Upgrade Restrooms & make ADA Compliant if possible | access/necessary upkeep | - | 0 |  |  | 0 |  |  | 0 | 200000 | 2018 | Deferred Maint. | 30 | 6 | 18 | 3-5 years | 16 | Maj. Maint. | 0 | 0 | 0 | 0 | 0 | 0 | 0 | - | 0 | 59
80 | Valdez City Schools | VHS Renovation | Upgrade envelope and address remaining deferred maintenance items as a package. | Deferred maintenance has accumulated and should be addressed. Major exterior systems are due for lifecycle replacement. | - | 0 |  |  | 0 |  |  | 0 | 20000000 | 2020 | Lifecycle repl. | 20 | 5 | 15 | 3-5 years | 16 | CIP | 0 | -1 | -3 | -3 | -2 | -3 | 0 | - | 0 | 46 |  | 2021 | 2024
81 | Park Maintenance | Replace tennis courts at Alpine woods park | Surface needs redone |  | - | 0 |  |  | 0 |  |  | 0 | 60000 | 2018 | Deferred Maint. | 30 | 8 | 20 | 3-5 years | 16 | Maj. Maint. | 0 | 0 | 0 | 0 | 0 | 0 | 0 | - | 0 | 61 |  | 2023 | 2024
82 | Park Maintenance | New Parks Restroom Facilities | Install Romtec Vaulted toilet single vault , unisex at: South Meyring Playground, Black Gold playground, Dog Park/Community Garden, Meals Hill | Lack of public facilities in areas listed | - | 0 |  |  | 0 | 40000 |  | 40000 | 275000 | 2020 | Capital Investment | 50 | 1 | 3 | 1-2 years | 4 | Maj. Maint. | 0 | 0 | 0 | 0 | 0 | 0 | 0 | - | 0 | 52
83 | Parks & Recreation | Rec Center ADA Upgrades | Whole facility ADA compliant upgrades | Need to ensure ADA accessibility to facility. | - | 0 |  |  | 0 |  |  | 0 | 275000 | 2018 | Regulatory Compliance | 10 | 2 | 6 | 5-10 years | 32 | CIP | 0 | 0 | 0 | 0 | 0 | 0 | 0 | - | 0 | 43 |  | 2021 | 2022
84 | Museum | Carpet Replacement | Replace worn carpet when necessary | necessary upkeep | - | 0 |  |  | 0 |  |  | 0 | 65000 | 2018 | Lifecycle repl. | 20 | 5 | 15 | 5-10 years | 32 | Maj. Maint. | 0 | 0 | 0 | 0 | 0 | 0 | 0 | - | 0 | 62
85 | Public Works | Water main valve replacements, city-wide | Evaluate condition of existing water main valves and replace nonfunctioning valves | Replace aged, leaking or stuck water main valves | - | 0 |  |  | 0 |  |  | 0 | 5000000 | 2018 | Deferred Maint. | 30 | 2 | 6 | 5-10 years | 32 | Maj. Maint. | 0 | 0 | 0 | 0 | 0 | 0 | 0 | - | 0 | 63
86 | Police | Flag Pole Improvement / Upgrade | Upgrade / redesign the existing flag display outside of City Hall. [A 3 poled system, with large flags, and lit up at night] | City Hall should have a nice, prominent flag display. This would also allow a 3rd pole to fly a COV flag. | - | 0 |  |  | 0 |  |  | 0 | 25000 | 2020 | Operational Imp. | 60 | 2 | 6 | <1 Year | 3 | CIP | 0 | 0 | -3 | 0 | -2 | 0 | 0 | - | 0 | 64 |  | 2020 | 2021
87 | Fire | Fire Training Facility | Design/construct fire training facility | Currently, no facility to train at and no props | - | 0 |  |  | 0 |  |  | 0 | 2500000 | 2018 | Operational Imp. | 60 | 1 | 3 | <1 Year | 3 | CIP | 0 | 0 | 0 | 0 | 0 | 0 | -2 | - | 0 | 61 |  | 2023 | 2024
88 | Ports & Harbor | Airport Parking Lot Improvements and paving | Improve drainage and repair failed paving areas | Pay some now or pay more later. | - | 0 |  |  | 0 |  |  | 0 | 75000 | 2018 | Deferred Maint. | 30 | 3 | 9 | 5-10 years | 32 | Maj. Maint. | 0 | 0 | 0 | 0 | 0 | 0 | 0 | - | 0 | 66
89 | Valdez City Schools | VHS Roof | Replace roof due to leaks |  | - | 0 |  |  | 0 |  |  | 0 | 650000 | 2019 | Deferred Maint. | 30 | 19 | 26 | 3-5 years | 16 | Maj. Maint. | 0 | 0 | 0 | 0 | 0 | 0 | 0 | - | 0 | 67
90 | Civic Center | Blinds for the large southern-facing windows. | During the summer, especially during events like Theatre Conference, the heat coming off the windows reaches temperatures of 100+. It is the largest source of heat for the building and of course we have no air conditioning in this building. It helps during the summer tremendously if you can shut the blinds during the peak hours of sun. Because the windows are so large, an automated open/close or up/down type of blinds would be tremendously helpful. | Our summers are not getting cooler. We need to find some way to combat the heat in the building and the blinds would help greatly. | - | 0 |  |  | 0 |  |  | 0 | 65000 | 2018 | Operational Imp. | 60 | 2 | 6 | 1-2 years | 4 | CIP | 0 | -5 | 0 | 0 | 0 | 0 | 0 | - | 0 | 65 |  | 2021 | 2021
91 | Park Maintenance | Ski Hill Upgrades | Replace Ski Hill Bull wheel and cable/facility building repairs | Purchased used and lifespan is undetermined. | - | 0 |  |  | 0 |  |  | 0 | 75000 | 2018 | Lifecycle repl. | 20 | 10 | 21 | 5-10 years | 32 | Maj. Maint. | 0 | 0 | 0 | 0 | 0 | 0 | 0 | - | 0 | 68
92 | Civic Center | Civic Center Concessions Egress | Door cut between concession and tickets | We desperately need a doorway between concessions and tickets to allow heat to disperse and communication between the two areas during a movie. The concession stand gets so hot in the summer it melts the chocolate products. It would also allow us to potentially use less staff if you could move between one line and another with ease during a slower movie. | - | 0 |  |  | 0 |  |  | 0 | 25000 | 2018 | Operational Imp. | 60 | 1 | 3 | <1 Year | 3 | CIP | 0 | 0 | 0 | 0 | 0 | 0 | 0 | - | 0 | 61 |  | 2023 | 2024
93 | Ports & Harbor | VCT Comfort Stations | There are no Restroom open to the Users of the VCT other than the properties being leased | Portable toilets are t $400 each plus fees. | - | 0 |  |  | 0 |  |  | 0 | 100000 | 2019 | Operational Imp. | 60 | 3 | 9 | 1-2 years | 4 | CIP | -2 | 0 | 0 | -3 | -2 | 0 | 0 | - | 0 | 68
94 | Parks & Recreation | Rec Center Offices | Divide existing offices to meet current staffing needs. | Current office layout does not provide adequate privacy, leaving potential risk for personnel issues. Private offices need to be created for full-time, supervisory staff. | - | 0 |  |  | 0 |  |  | 0 | 60000 | 2020 | Operational Imp. | 60 | 10 | 21 | 1-2 years | 4 | Maj. Maint. | 0 | 0 | 0 | 0 | 0 | 0 | 0 | - | 0 | 80
95 | Ports & Harbor | New Boat Harbor Fuel Float and infrastructure | Install tanks and Pumps for New Boat Harbor Fuel Delivery. | Avoid congestion in the old boat harbor, and provide fuel vendor and concessions to the masses. | - | 0 |  |  | 0 |  |  | 0 | 4500000 | 2018 | Capital Investment | 50 | 4 | 12 | 1-2 years | 4 | CIP | -9 | 0 | -1 | -3 | -2 | -5 | 0 | - | 0 | 61 |  | 2020 | 2021
96 | Building Maintenance | New Floor Maintenance Shop Offices | Replace damaged Tarkett Flooring | Flooring is damaged and difficult to clean. | - | 0 |  |  | 0 |  |  | 0 | 15000 | 2018 | Lifecycle repl. | 20 | 16 | 24 | 5-10 years | 32 | Maj. Maint. | 0 | 0 | 0 | 0 | 0 | 0 | 0 | - | 0 | 71
97 | Valdez City Schools | Storm Drain Repair District Office | Storm drain has deteriorated | storm drain has collapsed…erosion | - | 0 |  |  | 0 |  |  | 0 | 50000 | 2018 | Operational Imp. | 60 | 20 | 26 | Failed | 1 | Maj. Maint. | 0 | 0 | 0 | 0 | 0 | 0 | 0 | - | 0 | 82
98 | Valdez City Schools | Electrical support for HHES | Need to add add'l service to HHES | Electrical access not meeting needs | - | 0 |  |  | 0 |  |  | 0 | 150000 | 2018 | Operational Imp. | 60 | 21 | 27 | 1-2 years | 4 | Maj. Maint. | 0 | 0 | 0 | 0 | 0 | 0 | 0 | - | 0 | 86
99 | Parks & Recreation | Audio/Visual upgrades for meeting space |  |  | - | 0 |  |  | 0 |  |  | 0 | 40000 | 2018 | Capital Investment | 50 | 10 | 21 | - | 0 | Maj. Maint. | 0 | 0 | 0 | 0 | 0 | 0 | 0 | - | 0 | 66
100 | Parks & Recreation | Rec Center New lighting | Replace lighting with LED & add lighting where needed | interior partitions reduce light and LEDs can be an energy savings | - | 0 |  |  | 0 |  |  | 0 | 25000 | 2018 | Capital Investment | 50 | 2 | 6 | 3-5 years | 16 | Maj. Maint. | 0 | 0 | 0 | 0 | 0 | 0 | 0 | - | 0 | 67
101 | Information Technology | Secure Storage | Space needed for new and used computer storage. | There is limited space currently to store new or used computers | - | 0 |  |  | 0 |  |  | 0 | TBD | 2018 | Operational Imp. | 60 | 2 | 6 | 1-2 years | 4 | CIP | 0 | 0 | 0 | 0 | 0 | 0 | 0 | - | 0 | 65 |  | 2022 | 2023 | Old FS1?
102 | Public Works | Pavement Management Phase III | W. Hanagita / W. Lowe to W. Oumalik |  | - | 0 |  |  | 0 |  |  | 0 | 7000000 | 2019 | Capital Investment | 50 | 3 | 9 | 3-5 years |  | CIP | 0 | 0 | -3 | -3 | -2 | 0 | 0 | - | 0 | 54 |  | 2021 | 2022
103 | Valdez City Schools | VHS LED Lights | LED Parking Lot Lights |  | - | 0 |  |  | 0 |  |  | 0 | 50000 | 2019 | Operational Imp. | 60 | 15 | 24 | 3-5 years | 16 | Maj. Maint. | 0 | 0 | 0 | 0 | 0 | 0 | 0 | - | 0 | 95
104 | Police | PD Storage (including secure evidence) | A dedicated secure building for PD storage (bomb equipment, etc.) as well as secure evidence storage (vehicles). Will require electric and heat - maybe not water | Lack of storage and no secure evidence locations for large evidence items such as vehicles. Basically a copy of the existing Trooper building near DOT. | - | 0 |  |  | 0 |  |  | 0 | 50000 | 2018 | Operational Imp. | 60 | 3 | 9 | 1-2 years | 4 | CIP | 0 | 0 | 0 | 0 | 0 | 0 | -1 | - | 0 | 68 |  | 2022 | 2023 | Old FS1?
105 | Ports & Harbor | Sea Otter Cell Pile and Expansion | Create upland space and waterfront facilities on the Sea Otter Property | Additional Waterfront Dockage and fish processing capabilities. | - | 0 |  |  | 0 |  |  | 0 | 10000000 | 2018 | Capital Investment | 50 | 4 | 12 | 3-5 years | 16 | CIP | -9 | 0 | 0 | -3 | -2 | -9 | -3 | - | 0 | 73 |  | 2020 | 2024
106 | Valdez City Schools | Science Room Remodel VHS | replace outdated equipment/tables | Not meeting needs of dept. | - | 0 |  |  | 0 |  |  | 0 | 350000 | 2018 | Capital Investment | 50 | 23 | 28 | 1-2 years | 4 | Maj. Maint. | 0 | 0 | 0 | 0 | 0 | 0 | 0 | - | 0 | 77
107 | Community Development | Corbin subdivision water extension | Install water system in Corbin Creek subdivision, link to existing system in Robe River subdiv. Install Hydrants | Opportunity to increase development. Provide City utilities to outlying area. | - | 0 |  |  | 0 |  |  | 0 | 8000000 | 2018 | Capital Investment | 50 | 2 | 6 | <1 Year | 3 | CIP | -1 | 0 | 0 | 0 | -2 | 0 | -3 | - | 0 | 54 |  | 2022 | 2024
108 | Community Development | Robe River/Corbin area sewer extension | Install sanitary sewer system to Robe River and Corbin Creek, link to treatment plant. | Engineering done in 2010 due to too high of density of septic systems. New subdivision to begin construction in 2018. Public health and safety issue, possible natural resource degradation. | - | 0 |  |  | 0 |  |  | 0 | 8000000 | 2018 | Capital Investment | 50 | 1 | 3 | <1 Year | 3 | CIP | 0 | 0 | 0 | 0 | -2 | -1 | 0 | - | 0 | 51 |  | 2022 | 2024 | ?
109 | Public Works | Pavement Management Phase IV | Meals from Alatna to Robe River Dr. (and side streets) |  | - | 0 |  |  | 0 |  |  | 0 | 5000000 | 2019 | Capital Investment | 50 | 4 | 12 | 3-5 years |  | CIP | 0 | 0 | -3 | -3 | -2 | 0 | 0 | - | 0 | 57 |  | 2022 | 2023
110 | Public Safety | Dispatch Remodel | Remodel / Update Dispatch | End of life cycle for equipment (10 years) | - | 0 |  |  | 0 |  |  | 0 | 400000 | 2018 | Lifecycle repl. | 20 | 3 | 9 | 10+ Years | 64 | Maj. Maint. | 0 | 0 | 0 | 0 | 0 | 0 | 0 | - | 0 | 88
111 | Valdez City Schools | Pool Access Siding replacement | Siding has been damaged over the years | This is main pool entry | - | 0 |  |  | 0 |  |  | 0 | 100000 | 2018 | Capital Investment | 50 | 32 | 32 | 1-2 years | 4 | Maj. Maint. | 0 | 0 | 0 | 0 | 0 | 0 | 0 | - | 0 | 81
112 | Building Maintenance | Control Access for all occupied buildings | (Electronic Card Readers on City Buildings) Along with this is a re-key of all the city doors master system | Operational Security/Turnover | - | 0 |  |  | 0 |  |  | 0 | 100000 | 2017 | Operational Imp. | 60 | 1 | 3 | 3-5 years | 16 | CIP | 0 | 0 | 0 | 0 | 0 | 0 | -3 | - | 0 | 74
113 | Valdez Senior Center, Inc. | Senior Center Expansion | Additional housing units for Senior Living | Significant wait list | - | 0 |  |  | 0 |  |  | 0 | 5000000 | 2020 | Capital Investment | 50 | 1 | 3 | 3-5 years | 16 | CIP | -5 | 0 | -3 | -3 | -2 | 0 | 0 | - | 0 | 64 |  | 2021 | 2023 | TBD Council Priority?
114 | Park Maintenance | Ruth Pond, dredge pond |  |  | - | 0 |  |  | 0 |  |  | 0 | 25000 | 2018 | Lifecycle repl. | 20 | 10 | 21 | 10+ Years | 64 | Maj. Maint. | 0 | 0 | 0 | 0 | 0 | 0 | 0 | - | 0 | 100
115 | Park Maintenance | Resurface Tennis/basketball courts |  |  | - | 0 |  |  | 0 |  |  | 0 | 400000 | 2018 | Lifecycle repl. | 20 | 10 | 21 | 10+ Years | 64 | Maj. Maint. | 0 | 0 | 0 | 0 | 0 | 0 | 0 | - | 0 | 100
116 | Public Works | Pavement Management Phase V | C. Pioneer/ C. Fairbanks/ S. Meals to Clifton |  | - | 0 |  |  | 0 |  |  | 0 | 5000000 | 2019 | Capital Investment | 50 | 5 | 15 | 5-10 years |  | CIP | 0 | 0 | -3 | -3 | -2 | 0 | 0 | - | 0 | 60 |  | 2023 | 2024
117 | Hospital | Gas appliances in Dietary | replace electric appliances with propane. | More efficient with gas appliances | - | 0 |  |  | 0 |  |  | 0 | 30000 | 2018 | Operational Imp. | 60 | 14 | 23 | 5-10 years | 32 | Maj. Maint. | 0 | 0 | 0 | 0 | 0 | 0 | 0 | - | 0 | 110
118 | Police | PD Impound Lot | Clear existing dedicated lot, establish driveway and install gate | Lack of qualified impound options [This is a non-issue if the existing FD bays are made available to the Police Department for storage and impound needs] | - | 0 |  |  | 0 |  |  | 0 | 40000 | 2018 | Operational Imp. | 60 | 5 | 15 | 1-2 years | 4 | CIP | 0 | 0 | 0 | 0 | 0 | 0 | -1 | - | 0 | 74
119 | Ports & Harbor | Under Ground the Power Lines VSBH | Underground overhead Power Lines at the SBH Snow Lot | Allow us to use the boat lift across the street. | - | 0 |  |  | 0 |  |  | 0 | 150000 | 2018 | Operational Imp. | 60 | 4 | 12 | 3-5 years | 16 | CIP | 0 | 0 | 0 | 0 | 0 | -5 | -3 | - | 0 | 83 |  |  |  | Incorporate to PM Phase II or III
120 | Ports & Harbor | Fish Cleaning Station New Harbor | Fish Station at New Harbor | Infrastructure installed Community request | - | 0 |  |  | 0 |  |  | 0 | 350000 | 2020 | Capital Investment | 50 | 2 | 6 | 1-2 years | 4 | CIP | 0 | 0 | 0 | 0 | 0 | 0 | 0 | - | 0 | 55
121 | Ports & Harbor | VCT Floating Dock | Concrete and Cables are end of life expectancy and failing. | Critical Port Infrastructure | - | 0 |  |  | 0 |  |  | 0 | 15000000 | 2018 | Lifecycle repl. | 20 | 1 | 3 | 10+ Years | 64 | CIP | -5 | 0 | -3 | -3 | 0 | -3 | -3 | - | 0 | 82
122 | Hospital | Back up generator | Back-up to the back-up generator | redundancy that may become required to meet future codes. | - | 0 |  |  | 0 |  |  | 0 | 400000 | 2018 | Operational Imp. | 60 | 6 | 18 | <1 Year | 3 | CIP | 0 | 0 | 0 | 0 | 0 | 0 | -1 | - | 0 | 76
123 | Park Maintenance | Add new Columbarium |  | Running out of spaces. | - | 0 |  |  | 0 |  |  | 0 | 50000 | 2018 | Capital Investment | 50 | 5 | 15 | 5-10 years | 32 | Maj. Maint. | 0 | 0 | 0 | 0 | 0 | 0 | 0 | - | 0 | 92
124 | Public Works | Repair sewer main between Lift Stations 2 &3 | Pipe was potentially damaged by well point installed for nearby water main construction; Recommend TV line to look at condition; Evaluate feasibility of trenchless repair. |  | Deferred/Hold | 100 |  |  | 0 |  |  | 0 | 100000 | 2018 | Failed System | 10 | 1 | 3 | <1 Year | 3 | Maj. Maint. | 0 | 0 | 0 | 0 | 0 | 0 | 0 | - | 0 | 111 |  | 2021 | 2021
125 | Public Safety | Dispatch exterior door and balcony | Build a small balcony off of the south side wall of Dispatch, install sliding door or exterior door | Dispatchers work long hours (12) in which they are unable to leave their work station - doing this project would allow them the ability to step outside and get fresh air/sunshine while still performing their job functions | - | 0 |  |  | 0 |  |  | 0 | 20000 | 2018 | Operational Imp. | 60 | 2 | 6 | 3-5 years | 16 | CIP | 0 | 0 | 0 | 0 | 0 | 0 | 0 | - | 0 | 77
126 | Community Development | Utility expansion for Airport Industrial Subdivision. | Expand water and sewer systems to include a loop from Atigun to Airport Rd, via Rudolph St. | Planning is well underway for a new zoning district and sales of City land in this subdivision, but all is dependent on access to public utilities. | - | 0 |  |  | 0 |  |  | 0 | 1500000 | 2018 | Capital Investment | 50 | 3 | 9 | 1-2 years | 4 | CIP | -1 | 0 | 0 | 0 | 0 | 0 | 0 | - | 0 | 58
127 | Civic Center | New weather stripping around catering doors, loading dock doors, roof access hatch and theatre man doors. | Cold air just pours in around the doors near the kitchen and loading dock. | Improvement of heating efficiency. | Deferred/Hold | 100 |  |  | 0 |  |  | 0 | 15000 | 2018 | Failed System | 10 | 2 | 6 | 1-2 years | 4 | Maj. Maint. | 0 | 0 | 0 | 0 | 0 | 0 | 0 | - | 0 | 115 |  | 2021 | 2022
128 | Ports & Harbor | Underground the Power Lines at the entrance to the VCT and create staging area for trucks |  | Allows for over height loads to be moved up the Richardson without the Power Company coming to lower the lines and interrupt service. Provides additional staging for trucks waiting to pick up freight. | - | 0 |  |  | 0 |  |  | 0 | 350000 | 2018 | Operational Imp. | 60 | 4 | 12 | 3-5 years | 16 | CIP | -5 | 0 | 0 | 0 | 0 | 0 | 0 | - | 0 | 83
129 | Museum | HVAC at Main Museum | Replace Failing HVAC at Main Museum | See RSA Report, Freon obsolete in 2020 | Deferred/Hold | 100 |  |  | 0 |  |  | 0 | 250000 | 2018 | Lifecycle repl. | 20 | 1 | 3 | 1-2 years | 4 | Maj. Maint. | 0 | 0 | 0 | 0 | 0 | 0 | 0 | - | 0 | 122 |  | 2022 | 2022
130 | Hospital | Chiller Replacement | retrofit or replace the chiller | Freon will become obsolete in 2020 | Deferred/Hold | 100 |  |  | 0 |  |  | 0 | 250000 | 2018 | Lifecycle repl. | 20 | 1 | 3 | 1-2 years | 4 | Maj. Maint. | 0 | 0 | 0 | 0 | 0 | 0 | 0 | - | 0 | 122
131 | Museum | HVAC at Annex | Replace Inadequate HVAC at Annex | While the library is not the cause of the imbalance, the warehouse facility does not function well with the climate control system | Deferred/Hold | 100 |  |  | 0 |  |  | 0 | 250000 | 2018 | Lifecycle repl. | 20 | 2 | 6 | 1-2 years | 4 | Maj. Maint. | 0 | 0 | 0 | 0 | 0 | 0 | 0 | - | 0 | 125 |  | 2022 | 2022
132 | Public Works | Pavement Management Phase VI | W. Pioneer / Mineral Creek / N. Harbor |  | - | 0 |  |  | 0 |  |  | 0 | 10000000 | 2019 | Capital Investment | 50 | 6 | 18 | 5-10 years |  | CIP | 0 | 0 | 0 | 0 | 0 | 0 | 0 | - | 0 | 63
133 | Hospital | Campus Wide Walking Path | Connect sidewalks and out onto lawn for long term care residents (benches) | Safety of mobile residents, health of staff | - | 0 |  |  | 0 |  |  | 0 | 250000 | 2018 | Operational Imp. | 60 | 4 | 12 | 3-5 years | 16 | CIP | 0 | 0 | 0 | 0 | 0 | 0 | 0 | - | 0 | 83
134 | Public Works | Build a new Solid Waste transfer site | Transfer site for Baler location | Will make Baler operations more efficient | - | 0 |  |  | 0 |  |  | 0 | 750000 | 2018 | Operational Imp. | 60 | 5 | 15 | 3-5 years | 16 | CIP | 0 | 0 | 0 | 0 | 0 | 0 | -1 | - | 0 | 86
135 | Museum | LED Lighting Replacement | Upgrade Lighting in Facility to LED | Electrical savings potential | Deferred/Hold | 100 |  |  | 0 |  |  | 0 | 150000 | 2018 | Lifecycle repl. | 20 | 4 | 12 | 1-2 years | 4 | Maj. Maint. | 0 | 0 | 0 | 0 | 0 | 0 | 0 | - | 0 | 131
136 | Public Works | Covered Vehicle Parking | Covered area for trash trucks | Protection from weather and animals for expensive equipment | - | 0 |  |  | 0 |  |  | 0 | 150000 | 2018 | Operational Imp. | 60 | 5 | 15 | 3-5 years | 16 | CIP | 0 | 0 | 0 | 0 | 0 | 0 | 0 | - | 0 | 86
137 | Public Works / Econ Dev | Whalen Ave | Pavement and right of way improvements along Whalen Ave | Undeveloped street adjacent developable property in town | Deferred/Hold | 100 | 2097410 | 1769 | 2095641 | 0 | 0 | 0 | 2097410 | 2018 | Capital Investment | 50 | 10 | 21 | 5-10 years | 32 | CIP 2018 | 0 | [6 empty] | - | 0 | 198 | ND |  |  | Deferred
138 | Hospital | Priority 3 Assisted Living | Construct new assisted living facility | Identified as community health need per assessment. | - | 0 |  |  | 0 |  |  | 0 | 5000000 | 2018 | Capital Investment | 50 | 6 | 18 | 3-5 years | 16 | CIP | -3 | 0 | 0 | -3 | -2 | -5 | 0 | - | 0 | 79
139 | Parks & Recreation | Rec Center Canopy & storage Addition | Add storage and extend patio roof | Storage for activities is currently limited to single storage shed. Expanding the patio would allow actual use of the space. Currently too small to be functional. | - | 0 |  |  | 0 |  |  | 0 | 100000 | 2018 | Capital Investment | 50 | 2 | 6 | 3-5 years | 16 | CIP | 0 | 0 | 0 | 0 | 0 | 0 | 0 | - | 0 | 67
140 | Parks & Recreation | Rec Center Gym Addition | Addition of gymnasium/ walking track / extended kitchen with more than one work station (stove, sink, fridge)/ class space | Adding a gym would allow users a gym space after school, currently difficult to schedule gyms with all the school activities. | - | 0 |  |  | 0 |  |  | 0 | 2000000 | 2018 | Capital Investment | 50 | 2 | 6 | 3-5 years | 16 | CIP | 0 | 0 | 0 | 0 | 0 | 0 | 0 | - | 0 | 67
141 | Capital Facilities | PD Offices | Add office space at City Hall & Airport for new FTEs | New employees need work spaces. Use current office areas to create new offices. | Cancelled | 200 | 50000 | 17833 | 32167 | 0 | 0 | 0 | 50000 | 2019 | Operational Imp. | 40 | 1 | 3 | <1 Year | 4 | CIP 2018 | 0 | [6 empty] | - | 0 | 242 |  |  |  | Design
142 | Parks & Recreation | Eco-Counter | track the number of people entering our parks and trails | data to use for master plan | - | 0 |  |  | 0 |  |  | 0 | 400000 | 2019 | Capital Investment | 50 | 7 | 20 | 1-2 years | 4 | CIP | 0 | 0 | 0 | 0 | 0 | 0 | 0 | - | 0 | 69
143 | Hospital | Priority 2 Master Site & Facility Plan - Rehabilitation & Out-patient Expansion (overall plan needs refreshed) | Behavioral Health expansion per the master plan | Limits inspections for accreditation as well as provides privacy and meets operational needs of department. | - | 0 |  |  | 0 |  |  | 0 | 5000000 | 2018 | Capital Investment | 50 | 5 | 15 | 5-10 years | 32 | CIP | -9 | 0 | 0 | -3 | -2 | -7 | 0 | - | 0 | 92
144 | Building Maintenance | Remodel City Hall reception | Replace Fire door and create a Bay window and new counter | Staff can't see customers approach. Old Fire door doesn't work. | - | 0 |  |  | 0 |  |  | 0 | 50000 | 2018 | Operational Imp. | 60 | 10 | 21 | 3-5 years | 16 | CIP | 0 | 0 | 0 | 0 | 0 | 0 | 0 | - | 0 | 92
145 | Hospital | New Well at Hospital | Add well, for water redundancy as well as use with chiller | Water redundancy | - | 0 |  |  | 0 |  |  | 0 | 375000 | 2018 | Operational Imp. | 60 | 10 | 21 | 3-5 years | 16 | CIP | 0 | 0 | 0 | 0 | 0 | 0 | 0 | - | 0 | 92
146 | Animal Control | Wildlife Viewing Platform | Wildlife viewing platform on Dayville Road, west of the Hatchery. | Plans already exist - wildlife viewing platform at Dayville Road to allow point for people to view wildlife while also controlling their movement and establishing better public safety (less bear v. people encounters) The concept of this ebbs and flows depending on Administration and Bear Working Group, etc. | - | 0 |  |  | 0 |  |  | 0 | 50000 | 2018 | Operational Imp. | 60 | 3 | 9 | 5-10 years | 32 | CIP | 0 | 0 | 0 | 0 | -2 | 0 | 0 | - | 0 | 96
147 | Building Maintenance | Baler second waste oil furnace system | Replace second waste oil furnace | Furnace is failing | Complete | 1000 |  |  | 0 |  |  | 0 | 150000 | 2020 | Lifecycle repl. | 20 | 3 | 9 | Failed | 1 | Maj. Maint. | 0 | 0 | 0 | 0 | 0 | 0 | 0 | - | 0 | 1025 | BS | 2020 | 2020
148 | Ports & Harbor | Kelsey Dock Interpretive Project Phase 2 Up-Land Side | Remove the Yellow Building and replace with public event and gathering space. Move Museum. | Improve the location and desirability for public and incoming cruise ship industry port of calls. | - | 0 |  |  | 0 |  |  | 0 | 6000000 | 2018 | Capital Investment | 50 | 2 | 6 | 5-10 years | 32 | CIP | 0 | 0 | -3 | 0 | -2 | -3 | 0 | - | 0 | 83 | ND |  |  | YB = $2M-2.5M, P&R add $3-3.5M
149 | Valdez City Schools | VHS/HHES Appliance upgrade to LP | Switch elementary and high school kitchen appliances from electric to LP |  | - | 0 |  |  | 0 |  |  | 0 | 120000 | 2019 | Operational Imp. | 60 | 17 | 25 | 3-5 years | 16 | CIP | 0 | 0 | 0 | 0 | 0 | 0 | 0 | - | 0 | 96
150 | Parks & Recreation | Covered play ground | covered/indoor playground located on Rec Center grounds | all year access for youth | - | 0 |  |  | 0 |  |  | 0 | 500000 | 2019 | Capital Investment | 50 | 5 | 15 | 3-5 years | 16 | CIP | 0 | 0 | 0 | 0 | 0 | 0 | 0 | - | 0 | 76
151 | Animal Control | Replace Incinerator in Animal Shelter | Replace Incinerator in Animal Shelter | End of life cycle (this one bought in 2005 and estimated life cycle is 20 years) | Complete | 1000 |  |  | 0 |  |  | 0 | 100000 | 2018 | Lifecycle repl. | 20 | 2 | 6 | 1-2 years | 4 | Maj. Maint. | 0 | 0 | 0 | 0 | 0 | 0 | 0 | - | 0 | 1025 | MR | 2020 | 2021
152 | Valdez City Schools | Bleachers for GMS | Bleachers for football field | Part of original scope | - | 0 |  |  | 0 |  |  | 0 | 200000 | 2018 | Capital Investment | 50 | 30 | 31 | <1 Year | 3 | CIP | 0 | 0 | 0 | 0 | -2 | 0 | 0 | - | 0 | 79
153 | Valdez City Schools | Waterline replacement VHS | Waterlines are nearly non functional | Outlived life expectancy | Complete | 1000 | 125000 |  | 125000 |  |  | 0 | 1500000 | 2018 | Failed System | 10 | 1 | 3 | Failed | 1 | Maj. Maint. | 0 | 0 | 0 | 0 | 0 | 0 | 0 | - | 0 | 1009 | SB | 2019 | 2021
154 | Valdez City Schools | GMS storage building | Building for maintenance equipment | Critical to have storage | - | 0 |  |  | 0 |  |  | 0 | 400000 | 2018 | Capital Investment | 50 | 33 | 33 | <1 Year | 3 | CIP | 0 | 0 | 0 | 0 | 0 | 0 | 0 | - | 0 | 81 |  |  |  | Remaining Middle School money
155 | Valdez City Schools | Waterline replacement HHES | waterlines are nearly non functional | outlived life expectancy | Complete | 1000 | 125000 |  | 125000 |  |  | 0 | 1500000 | 2018 | Failed System | 10 | 1 | 3 | Failed | 1 | Maj. Maint. | 0 | 0 | 0 | 0 | 0 | 0 | 0 | - | 0 | 1009 | SB | 2019 | 2021
156 | Valdez City Schools | GMS Vestibule/Access | Covered entryway to weight room | additional protection to access | - | 0 |  |  | 0 |  |  | 0 | 75000 | 2018 | Capital Investment | 50 | 31 | 32 | 1-2 years | 4 | CIP | 0 | 0 | 0 | 0 | 0 | 0 | 0 | - | 0 | 81 |  |  |  | Remaining Middle School money
157 | Hospital | Priority 4 LTC expansion | Expand LTC or construct a new facility to house more LTC residents. | Community health assessment need identified via survey | - | 0 |  |  | 0 |  |  | 0 | 3500000 | 2018 | Capital Investment | 50 | 7 | 20 | 3-5 years | 16 | CIP | 0 | 0 | 0 | 0 | 0 | 0 | 0 | - | 0 | 81
158 | Library | ADA Access to the Upstairs | Provide ADA access to 2nd floor of Library | The only way to access the upstairs of the library is by taking the stairs. | - | 0 |  |  | 0 |  |  | 0 | 350000 | 2018 | Regulatory Compliance | 10 | 8 | 20 | 10+ Years | 64 | CIP | 0 | 0 | 0 | 0 | -2 | 0 | 0 | - | 0 | 89
159 | Public Works | Covered Equipment extended | Current equipment shed too narrow, much of the large equipment exposed to the weather | To shelter expensive equipment from the weather | - | 0 |  |  | 0 |  |  | 0 | 1000000 | 2018 | Operational Imp. | 60 | 6 | 18 | 5-10 years | 32 | CIP | 0 | 0 | 0 | 0 | 0 | 0 | -2 | - | 0 | 105
160 | Community Development | Connect N.Sawmill Dr. to Atigun Dr., and pave. | Extend N. Sawmill Dr. north approx. 1200' to connect to Atigun St. Would need to pave all of Sawmill Dr. as well. | Would help the expansion of Airport Industrial Subdiv, and provide easier access for emergency response. | - | 0 |  |  | 0 |  |  | 0 | 850000 | 2018 | Capital Investment | 50 | 4 | 12 | 5-10 years | 32 | CIP | 0 | 0 | 0 | 0 | -2 | 0 | -1 | - | 0 | 89
161 | Ports & Harbor | Marine Industrial Repair, maintenance, inspection, demolition at the old town site. | Create infrastructure to remove vessels from the water and laydown yard space for storage, maintenance and repair. | The entire Small Boat Harbor area is congested and overgrown. The current Boat Repair yard is over grown and the electrical vaults need to be replaced. Moving this to old town makes sense and allows for private development around the City facilities. Create additional industry and Port Revenues. | - | 0 |  |  | 0 |  |  | 0 | 30000000 | 2018 | Capital Investment | 50 | 6 | 18 | 5-10 years | 32 | CIP | -3 | 0 | 0 | 0 | -2 | -3 | 0 | - | 0 | 95
162 | Valdez City Schools | VHS Concessions | VHS needs permanent concession that meets code/standards | Temporary set ups no longer adequate | - | 0 |  |  | 0 |  |  | 0 | 500000 | 2018 | Capital Investment | 50 | 24 | 28 | 3-5 years | 16 | CIP | -1 | 0 | 0 | 0 | 0 | 0 | 0 | - | 0 | 89
163 | Hospital | Daycare site adjacent to LTC | Add a wing to the facility for daycare center |  | - | 0 |  |  | 0 |  |  | 0 | 2000000 | 2018 | Capital Investment | 50 | 10 | 21 | 5-10 years | 32 | CIP | -3 | 0 | 0 | -3 | -2 | -1 | 0 | - | 0 | 98
164 | Building Maintenance | City Wide Insurance Mechanical Repairs | Complete repairs as noted on FM Global site visit report | Insurance carrier identified areas / deficiencies to be upgraded to reduce risk profile. | Complete | 1000 |  |  | 0 |  |  | 0 | 175000 | 2020 | Regulatory Compliance | 10 | 1 | 3 | Failed | 1 | Maj. Maint. | 0 | 0 | 0 | 0 | 0 | 0 | 0 | CM | -25 | 984 |  | 2020 | 2020
165 | Capital Facilities | Airport Tennant Garage Exhaust | Add exhaust system to airport tennant garage spaces | Fumes travel into offices at airport. | Complete | 1000 |  |  | 0 |  |  | 0 | 150000 | 2020 | Life Safety | 1 | 1 | 3 | Failed | 1 | Maj. Maint. | 0 | 0 | 0 | 0 | 0 | 0 | 0 | - | 0 | 1000 |  | 2020 | 2021
166 | Civic Center | Emergency Lighting in Theatre | When the theatre lights go down, the only lighting available to patrons are the theatre stair lights. It's incredibly hard to see in there and would be very hard to exit in a hurry in the event of an emergency. | The level of difficulty to navigate the stairs during a movie is a safety hazard. | Complete | 1000 |  |  | 0 |  |  | 0 | 25000 | 2018 | Life Safety | 1 | 1 | 3 | 1-2 years | 4 | Maj. Maint. | 0 | 0 | 0 | -2.5 | 0 | 0 | 0 | - | 0 | 1003 |  | 2020 | 2021
167 | Ports & Harbor | Airport Lighting Replacement | Replace or provide seismic restraint for lights in main Airport lobby | During earthquake some fixtures fell and were swaying significantly. | Complete | 1000 |  |  | 0 |  |  | 0 | 125000 | 2020 | Life Safety | 1 | 1 | 3 | <1 Year | 3 | Maj. Maint. | 0 | 0 | 0 | 0 | 0 | 0 | 0 | - | 0 | 1002 |  | 2020 | 2021
168 | Parks & Recreation | Ropes Course | provide a destination corporate and youth teambuilding opportunity | nothing is present south east of Anchorage | - | 0 |  |  | 0 |  |  | 0 | 1500000 | 2019 | Capital Investment | 50 | 9 | 21 | 5-10 years | 32 | CIP | 0 | 0 | 0 | 0 | 0 | 0 | 0 | - | 0 | 98
169 | Ports & Harbor | Dry Stack Facility | Construct an enclosed upland vessel storage and launch facility. | Meet demand for vessels slips and increase revenue in the Harbor enterprise fund. Dry stack is cheaper to construct and maintain than in water slips. | - | 0 |  |  | 0 |  |  | 0 | 22000000 | 2018 | Capital Investment | 50 | 3 | 9 | 10+ Years | 64 | CIP | -7 | 0 | 0 | 0 | 0 | -3 | 0 | - | 0 | 118
170 | Police | New Police Station | Build new Police Station and Jail attached to the newly constructed Fire Station. Really the only time this would make sound financial sense is if the existing building fails and is inhabitable or just more trouble than it is worth to maintain AND is timed the same as the Dispatch remodel. | As an alternative to the aforementioned smaller items….. And if the existing building becomes inhabitable | - | 0 |  |  | 0 |  |  | 0 | 15000000 | 2018 | Capital Investment | 50 | 6 | 18 | 10+ Years | 64 | CIP | 0 | 0 | -1 | 0 | 0 | 0 | 0 | - | 0 | 127
171 | Hospital | Kitchen in LTC | Additional kitchen for LTC meals | Would be nice to have | - | 0 |  |  | 0 |  |  | 0 | 100000 | 2018 | Capital Investment | 50 | 15 | 24 | 10+ Years | 64 | CIP | 0 | 0 | 0 | 0 | 0 | 0 | 0 | - | 0 | 133
172 | Administration | Council Chamber Upgrade | Replace carpet, audio upgrade, new furniture, and other aesthetic improvements | Carpet is warn and frayed causes a trip hazard. | Complete | 1000 |  |  | 0 |  |  | 0 | 250000 | 2018 | Lifecycle repl. | 20 | 4 | 12 | 1-2 years | 4 | Maj. Maint. | 0 | 0 | 0 | 0 | 0 | 0 | 0 | CM | -25 | 1006 |  | 2020 | 2021
173 | Civic Center | Carpet on theatre stairs. | The last time the carpet was replaced in the building (around 2009) the theatre stair carpet was not replaced. It is old and frayed in some places and is in need of replacement. | Tripping hazard and visual improvement. | Complete | 1000 |  |  | 0 |  |  | 0 | 35000 | 2018 | Lifecycle repl. | 20 | 1 | 3 | 1-2 years | 4 | Maj. Maint. | 0 | 0 | 0 | 0 | 0 | 0 | 0 | - | 0 | 1022 |  | 2020 | 2021 | Combine with E-Light Project
174 | Fire | Fire Station | Replace FS1 on Hazelet & Pioneer property | existing facility has outlived useful life and no longer meets operational needs. | Complete | 1000 | 2000000 | 1392886 | 607114 |  | 16000000 | 16000000 | 18000000 | 2018 | - | 0 | - | 0 | - | 0 | CIP 2018 | [7 empty] | - | 0 | 995 | LV | 2017 | 2020 | Design
175 | Valdez City Schools | VHS-HHES Generator replacement (and switches) | Replace emergency generators at two schools. Combine generator power for HHES & District office at one location and combine GMS & VHS at the other. Reducing infrastructure and creating efficiencies. | Outlived life expectancy, State has indicated replacement is nec | Complete | 1000 | 150000 | 0 | 150000 | 0 | 0 | 1850000 | 2000000 | 2018 | Life Safety | 1 | 1 | 3 | <1 Year | 3 | Maj. Maint. | 0 | 0 | 0 | 0 | 0 | 0 | 0 | - | 0 | 1002 | TS | 2019 | 2020
176 | Ports & Harbor | Replace Decking Kelsey Dock | Wear Decking has failed in a number of places | Needs replaced before structure is compromised. | Complete | 1000 |  |  | 0 |  | 550000 | 550000 | 550000 | 2018 | Failed System | 10 | 1 | 3 | Failed | 1 | Maj. Maint. | 0 | 0 | 0 | 0 | 0 | 0 | 0 | - | 0 | 1009 | LA | 2019 | 2020 | P&H to manage
177 | Hospital | Transfer Switch Replacement | Replace transfer switches on Generator | Switches are not meeting regulatory requirements for transfer times and parts are becoming difficult to obtain. | Complete | 1000 |  |  | 0 |  |  | 0 | 200000 | 2019 | Life Safety | 1 | 1 | 3 | Failed | 1 | Maj. Maint. | 0 | 0 | 0 | 0 | 0 | 0 | 0 | In House | -30 | 970 |  | 2019 | 2020
178 | Park Maintenance | New Playground Installation at Alpine Woods | New Playground Installation at Alpine Woods | Current playground is at its end of life and many parts of the apparatus have been removed due to failure | Complete | 1000 |  |  | 0 |  |  | 0 | 40000 | 2020 | Capital Investment | 50 | 0 | #N/A | 1-2 years | 4 | Maj. Maint. | 0 | 0 | 0 | 0 | 0 | 0 | 0 | - | 0 | #N/A |  |  | 2020
179 | Park Maintenance | New Playground Installation at Robe River Park | New Playground Installation at Robe River Park | Current playground is at its end of life and many parts of the apparatus have been removed due to failure | Complete | 1000 |  |  | 0 |  |  | 0 | 40000 | 2020 | Capital Investment | 50 | 1 | 3 | 1-2 years | 4 | Maj. Maint. | 0 | 0 | 0 | 0 | 0 | 0 | 0 | - | 0 | 1052 |  |  | 2021
180 | Hospital | Copper Piping | Under Contract/Construction/Hold | known leak issues, encapsulated mold issue | Complete | 1000 | 1319975 | 230202.8 | 1089772.2 | 89000 | 1016025 | 1105025 | 2425000 | 2018 | - | 0 | - | 0 | - | 0 | CIP 2018 | [7 empty] | - | 0 | 995 | TS | 2017 | 2020 | Under Contract/Construction/Hold/Needs 1.5 million more in funding from Hospital Reserve. Combined project cost $3.46M.
181 | Clinic | Copper Piping | Under Contract/Construction/Hold | known leak issues, encapsulated mold issue | Complete | 1000 | 342669 | 11710 | 330959 | 0 | -167669 | -167669 | 175000 | 2017 | - |  | 1 |  | <1 Year |  | CIP 2018 | [7 empty] | - | 0 | 995 | TS | 2017 | 2020
182 | Hospital | Fire Wall | Under Contract/Construction/Hold | Survey control, operational efficiency | Complete | 1000 | 0 | 0 | 0 | 9000 | 218000 | 227000 | 227000 | 2017 | - |  | 1 |  | <1 Year |  | CIP 2018 | [7 empty] | - | 0 | 995 | TS | 2017 | 2020
183 | Hospital | Airborne Infection Isolation (AII) | Under Contract/Construction/Hold | Deficiency found during survey | Complete | 1000 | 450000 | 101407.72 | 348592.28 | 21160 | 164275 | 185435 | 635435 | 2017 | - |  | 1 |  | <1 Year |  | CIP 2018 | [7 empty] | - | 0 | 995 | TS | 2017 | 2020
184 | Valdez City Schools | HHES Bleacher Replacement | Replace Bleachers |  | Complete | 1000 |  |  | 0 |  |  | 0 | 350000 | 2019 | Operational Imp. | 60 | 16 | 24 | 3-5 years | 16 | CIP | 0 | 0 | -3 | 0 | 0 | 0 | 0 | - | 0 | 1095 |  |  |  | Completed by Schools?
185 | Park Maintenance | Replace N. Meyring Picnic Shelter | Erect new picnic structure in location of existing failing structure. | Facility is quite old and has shown severe signs of aging in the past 2 summers, It is a high use facility in the summer | Complete | 1000 | 35000 | 14750 | 20250 |  | 600000 | 600000 | 350000 | 2018 | Life Safety | 1 | 1 | 3 | <1 Year | 3 | Maj. Maint. | 0 | 0 | 0 | 0 | 0 | 0 | 0 | - | 0 | 1002 | AR | 2019 | 2020 | Under Contract/ Design If scope is Demo only add $100K
186 | Fire | Fire Station Mitigation | Remediate mold in decon room, install HRV in berthing quarters, install exhaust extraction. | Improve work atmosphere in FS1 | Complete | 1000 |  |  | 0 |  |  | 0 | 500000 | 2018 | Life Safety | 1 | 1 | 3 | <1 Year | 3 | CIP 2018 | [7 empty] | - | 0 | 1002 | BS | 2019 | 2020
187 | Capital Facilities | Airport HVAC | Replace broken Air handler | Unable to legally rent or occupy space as is. Code required update. | Complete | 1000 | 1400000 | 17787.71 | 1382212.29 | 0 | -750000 | -750000 | 650000 | 2019 | Failed System | 10 | 1 | 3 | <1 Year | 3 | CIP 2018 | [7 empty] | - | 0 | 1011 | BS | 2019 | 2020 | Design
188 | Ports & Harbor | Kelsey Dock Phase 2 - Yellow Building | Coat of paint, replace and reseal roofing panels, construct new entry. | Building acts as indoor storage and museum annex but it needs a facelift. Building past life expectancy. | Complete | 1000 | 350000 | 287550 | 62450 | 30000 | 2200000 | 2230000 | 2580000 | 2018 | - | 0 | - | 0 | - | 0 | CIP 2018 | [7 empty] | - | 0 | 995 | LV | 2018 | 2020
189 | Ports & Harbor | Kelsey Dock Phase 2 - Parks & Rec Storage | Clad P&R pole barn and add mezzanine for Parks storage | existing structure doesn't adequately cover materials & equipment. Yellow building space need to be replicated prior to removal. | Complete | 1000 | 0 | 0 | 0 | 280000 | 5000000 | 5280000 | 5280000 | 2018 | - | 0 | - | 0 | - | 0 | CIP 2018 | [7 empty] | - | 0 | 995 | LV | 2018 | 2020
190 | Civic Center | Re Staining & Exterior Improvements | Restain the building, fix front entry doors, add covered area at rear ADA/ Emergency exit (Scope includes VCS Admin office for synergies) | The front doors are in dire need of repair. The locks are sticky and supposedly we cannot get parts for them anymore. The handicap automatic door is not a true automatic door because although the front door opens, the second door to the artic entryway does not. We need to either fix the doors or replace them. | Complete | 1000 | 150000 | 26393 | 123607 |  | 400000 | 400000 | 650000 | 2018 | Failed System | 10 | 1 | 3 | Failed | 1 | Maj. Maint. | 0 | 0 | 0 | 0 | 0 | 0 | 0 | - | 0 | 1009 | TS | 2019 | 2020 | Design
191 | Capital Facilities / Valdez City Schools | City Building Caulking | Expansion joint caulking at the high school, City Hall, and Library exterior | Caulking is failing and creating an infiltration & energy efficiency issue. | Complete | 1000 |  |  | 0 |  |  | 0 | 300000 | 2019 | Failed System | 10 | 10 | 21 | Failed | 1 | Maj. Maint. | 0 | 0 | 0 | 0 | 0 | 0 | 0 | - | 0 | 1027 |  | 2019 | 2020 | Add City Hall & Library
192 | Building Maintenance | Boiler Replacement Council Chambers | Replace aged boiler | Council Boiler is old and we can't get parts for it. | Complete | 1000 |  |  | 0 |  |  | 0 | 30000 | 2018 | Failed System | 10 | 4 | 12 | 1-2 years | 4 | Maj. Maint. | 0 | 0 | 0 | 0 | 0 | 0 | 0 | - | 0 | 1021 |  |  | 2020
193 | Ports & Harbor | Security/Operations Camera System VCT, Airport, and the Small Boat Harbor | Install cameras at all Port and Harbor facilities. | This allows for staff to maintain control of facilities from off site locations and manage the Port and Harbor Facilities. | Complete | 1000 | 435000 | 15857 | 419143 | 0 | 0 | 0 | 435000 | 2018 | Operational Imp. | 60 | 1 | 3 | <1 Year | 3 | CIP | 0 | 0 | 0 | 0 | 0 | 0 | 0 | - | 0 | 1061 | LA/TS | 2018 | 2020 | Design, Grant funded, price fixed.
194 | Capital Facilities/Finance | Airport Offices | Add office space at City Hall & Airport for new FTEs | New employees need work spaces. Use current office areas to create new offices. | Complete | 1000 | 200000 | 19607 | 180393 | 0 | 0 | 0 | 250000 | 2019 | Operational Imp. | 60 | 1 | 3 | 10+ Years | 64 | CIP 2018 | [7 empty] | - | 0 | 1122 | BS | 2019 | 2020
195 | Valdez City Schools | Waterline Replacement District Office | waterlines are nearly non functional | outlived life expectancy | Complete | 1000 | 50000 | 48635 | 1365 | 0 | 0 | 0 | 50000 | 2018 | failed System | 10 | 1 | 3 | Failed | 1 | Maj. Maint. | 0 | 0 | 0 | 0 | 0 | 0 | 0 | - | 0 | 1009 | SB |  |  | CCO to Boiler Project
196 | Civic Center | Oak in hall along heating vents needs refinishing. | The oak along the heating vents takes a lot of sun damage and heat exposure. Through the years it has become discolored and in serious need of refinishing. | This area is highly visual as it is the are people go to look out the windows at one of the best views in Valdez. It's unattractive to look at sun discolored and spot stained oak trim. | Complete | 1000 |  |  | 0 |  |  | 0 | 15000 | 2018 | Deferred Maint. | 30 | 3 | 9 | 3-5 years | 16 | Maj. Maint. | 0 | 0 | 0 | 0 | 0 | 0 | 0 | In House | -30 | 1020
197 | Building Maintenance | Replace Side walk at City Hall | Replace old broken sidewalk | Frost heave broken side walk | Complete | 1000 |  |  | 0 |  |  | 0 | 50000 | 2018 | Failed System | 10 | 6 | 18 | 1-2 years | 4 | Maj. Maint. | 0 | 0 | 0 | 0 | 0 | 0 | 0 | - | 0 | 1027
198 | Public Works | New overhead lights installed in Maintenance Shop | Replace all overhead lights in main shop | Old lights are failing. Replace with new technology/ lower energy consumption lights. Install contactor. | Complete | 1000 |  |  | 0 |  |  | 0 | 25000 | 2018 | Deferred Maint. | 30 | 4 | 12 | 1-2 years | 4 | Maj. Maint. | 0 | 0 | 0 | 0 | 0 | 0 | 0 | - | 0 | 1041 |  |  |  | Done?
199 | Police | LED conversion for PD | Convert existing lights to LED | Well over 100 lights in an area that has employees working 24 hours a day, 7 days a week, 365 days a year. The conversion will pay for itself in a matter of two years | Complete | 1000 |  |  | 0 |  |  | 0 | 40000 | 2018 | Operational Imp. | 60 | 1 | 3 | 1-2 years | 4 | Maj. Maint. | 0 | 0 | 0 | 0 | 0 | 0 | 0 | - | 0 | 1062 |  |  |  | Is this done?
200

## CIP Master (hidden)
# | Department | Project Name | Brief Description | Justification | Status | Status_Score | Initial Budget | Previously Committed Funds | Current Available Balance | Design $ (Add/Deduct) | Construction $ (Add/Ded) | Total Add | Total Estimated Cost | Fiscal Year Requested | Importance Category | Score | Department Priority | Score2 | Urgency | Score3 | Funding | Gen Revenue | Energy Savings | Offset Aging Inf. | Community need | Community Request | Master Plan | Risk Mitigation | Elevated Priority | Elevation Score | Project Score | PM | Begin Design | Begin Const. | Comments
1A | Building Maintenance | Baler second waste oil furnace system | Replace second waste oil furnace | Furnace is failing | Const Contract | -200 |  |  | 0 |  |  | 0 | 150000 | 2020 | Lifecycle repl. | 20 | 3 | 9 | Failed | 1 | Maj. Maint. | 0 | 0 | 0 | 0 | 0 | 0 | 0 | - | 0 | -175 | BS | 2020 | 2020
1B | Animal Control | Replace Incinerator in Animal Shelter | Replace Incinerator in Animal Shelter | End of life cycle (this one bought in 2005 and estimated life cycle is 20 years) | Const Contract | -200 |  |  | 0 |  |  | 0 | 100000 | 2018 | Lifecycle repl. | 20 | 2 | 6 | 1-2 years | 4 | Maj. Maint. | 0 | 0 | 0 | 0 | 0 | 0 | 0 | - | 0 | -175 | MR | 2020 | 2021
1C | Public Works | Force Main Design | Replace sewer force main from LS1 to sewage ponds. Perform upgrades and /or replace LS1. | Force main has known failures in the past, running through environmentally sensitive part of town. Conveys all of core of town's sewage. | Design Contract | -150 | 2000000 | 0 | 2000000 | 0 | 0 | 0 | 2000000 | 2018 | - | 0 | - | 0 | - | 0 | CIP 2018 | [7 empty] | - | 0 | -155 | LV | 2019 | 2021
1D | Public Works / Flood Task Force | 10 Mile Excavation | Excavate Chanel in Lowe, Material to raise Dikes | Flooding significant subdivision within City limits. | Design Contract | -150 | 0 |  | 0 |  | 150000 | 150000 | 150000 | 2019 | - | 0 | 1 | 3 | <1 Year |  | Maj. Maint. | 0 | 0 | 0 | 0 | 0 | 0 | 0 | - | 0 | -152 | SB | 2019 | 2020
2 | Valdez City Schools | Waterline replacement VHS | Waterlines are nearly non functional | Outlived life expectancy | Design Contract | -150 | 125000 |  | 125000 |  |  | 0 | 1500000 | 2018 | Failed System | 10 | 1 | 3 | Failed | 1 | Maj. Maint. | 0 | 0 | 0 | 0 | 0 | 0 | 0 | - | 0 | -141 | SB | 2019 | 2021
3 | Valdez City Schools | Waterline replacement HHES | waterlines are nearly non functional | outlived life expectancy | Design Contract | -150 | 125000 |  | 125000 |  |  | 0 | 1500000 | 2018 | Failed System | 10 | 1 | 3 | Failed | 1 | Maj. Maint. | 0 | 0 | 0 | 0 | 0 | 0 | 0 | - | 0 | -141 | SB | 2019 | 2021
4 | Building Maintenance | City Wide Insurance Mechanical Repairs | Complete repairs as noted on FM Global site visit report | Insurance carrier identified areas / deficiencies to be upgraded to reduce risk profile. | Design Contract | -150 |  |  | 0 |  |  | 0 | 175000 | 2020 | Regulatory Compliance | 10 | 1 | 3 | Failed | 1 | Maj. Maint. | 0 | 0 | 0 | 0 | 0 | 0 | 0 | CM | -25 | -166 |  | 2020 | 2020
5A | Capital Facilities | Airport Tennant Garage Exhaust | Add exhaust system to airport tennant garage spaces | Fumes travel into offices at airport. | Design Contract | -150 |  |  | 0 |  |  | 0 | 150000 | 2020 | Life Safety | 1 | 1 | 3 | Failed | 1 | Maj. Maint. | 0 | 0 | 0 | 0 | 0 | 0 | 0 | - | 0 | -150 |  | 2020 | 2021
5B | Civic Center | Emergency Lighting in Theatre | When the theatre lights go down, the only lighting available to patrons are the theatre stair lights. It's incredibly hard to see in there and would be very hard to exit in a hurry in the event of an emergency. | The level of difficulty to navigate the stairs during a movie is a safety hazard. | Design Contract | -150 |  |  | 0 |  |  | 0 | 25000 | 2018 | Life Safety | 1 | 1 | 3 | 1-2 years | 4 | Maj. Maint. | 0 | 0 | 0 | -2.5 | 0 | 0 | 0 | - | 0 | -147 |  | 2020 | 2021
6 | Ports & Harbor | Airport Lighting Replacement | Replace or provide seismic restraint for lights in main Airport lobby | During earthquake some fixtures fell and were swaying significantly. | Design Contract | -150 |  |  | 0 |  |  | 0 | 125000 | 2020 | Life Safety | 1 | 1 | 3 | <1 Year | 3 | Maj. Maint. | 0 | 0 | 0 | 0 | 0 | 0 | 0 | - | 0 | -148 |  | 2020 | 2021
7 | Ports & Harbor | Replace Electrical Vaults in the Small Boat Harbor Maintenance Pads | Replace Failing Electrical Service Vaults in the Small Boat Harbor Uplands or in new location identified in the Master Plan | Failed System with a poor design | Design Contract | -150 |  |  | 0 |  |  | 0 | 750000 | 2018 | Life Safety | 1 | 2 | 6 | 1-2 years | 4 | Maj. Maint. | 0 | 0 | 0 | 0 | 0 | 0 | 0 | - | 0 | -144 |  | 2020 | 2021
8 | Administration | Council Chamber Upgrade | Replace carpet, audio upgrade, new furniture, and other aesthetic improvements | Carpet is warn and frayed causes a trip hazard. | Design Contract | -150 |  |  | 0 |  |  | 0 | 250000 | 2018 | Lifecycle repl. | 20 | 4 | 12 | 1-2 years | 4 | Maj. Maint. | 0 | 0 | 0 | 0 | 0 | 0 | 0 | CM | -25 | -144 |  | 2020 | 2021
9 | Civic Center | Carpet on theatre stairs. | The last time the carpet was replaced in the building (around 2009) the theatre stair carpet was not replaced. It is old and frayed in some places and is in need of replacement. | Tripping hazard and visual improvement. | Design Contract | -150 |  |  | 0 |  |  | 0 | 35000 | 2018 | Lifecycle repl. | 20 | 1 | 3 | 1-2 years | 4 | Maj. Maint. | 0 | 0 | 0 | 0 | 0 | 0 | 0 | - | 0 | -128 |  | 2020 | 2021 | Combine with E-Light Project
10 | Museum | New Museum Facility | Construct new Museum facility to house all of museum archive and programming. | Consolidate infrastructure for Operational Imp's, space, environmental and human resource efficiencies. See Museum Master Interpretive Plan | Design Contract | -150 | 0 | 0 | 0 | 350000 |  | 350000 | 28000000 | 2018 | Capital Investment | 50 | 3 | 9 | 5-10 years | 32 | CIP | 0 | 0 | 0 | 0 | 0 | 0 | 0 | - | 0 | -64 | ND | 2019 | 2024
11 | Ports & Harbor | Small Boat Harbor Major Reconstruction | Replace H-K Docks, Repair/relocated Boat Lifting Pier and Operations, Replace the Tour Dock, Replace the Travelift, and maximize float capacity. | End of life expectancy and needs to be replaced ($5M Grant money) | Design Contract | -150 |  |  | 0 |  |  | 0 | 10000000 | 2018 | Deferred Maint. | 30 | 1 | 3 | 1-2 years | 4 | CIP | -5 | -3 | -3 | -3 | 0 | -5 | -3 | - | 0 | -118 |  | 2020 | 2023
12 | Fire | Fire Station | Replace FS1 on Hazelet & Pioneer property | existing facility has outlived useful life and no longer meets operational needs. | Active | -100 | 2000000 | 1392886 | 607114 |  | 16000000 | 16000000 | 18000000 | 2018 | - | 0 | - | 0 | - | 0 | CIP 2018 | [7 empty] | - | 0 | -100 | LV | 2017 | 2020 | Design
13 | Valdez City Schools | VHS-HHES Generator replacement (and switches) | Replace emergency generators at two schools. Combine generator power for HHES & District office at one location and combine GMS & VHS at the other. Reducing infrastructure and creating efficiencies. | Outlived life expectancy, State has indicated replacement is nec | Active | -100 | 150000 | 0 | 150000 | 0 | 0 | 1850000 | 2000000 | 2018 | Life Safety | 1 | 1 | 3 | <1 Year | 3 | Maj. Maint. | 0 | 0 | 0 | 0 | 0 | 0 | 0 | - | 0 | -100 | TS | 2019 | 2020
14 | Ports & Harbor | Replace Decking Kelsey Dock | Wear Decking has failed in a number of places | Needs replaced before structure is compromised. | Active | -100 |  |  | 0 |  | 550000 | 550000 | 550000 | 2018 | Failed System | 10 | 1 | 3 | Failed | 1 | Maj. Maint. | 0 | 0 | 0 | 0 | 0 | 0 | 0 | - | 0 | -100 | LA | 2019 | 2020 | P&H to manage
15 | Valdez City Schools | Use Remaining Middle School Bond | Erect Canopy over Rock wall entrance, storage building, taller bleachers | Money is allocated, reimbursement potential | Active | -100 | 1353185 |  | 1353185 |  |  | 0 | 1353185 | 2018 | Capital Investment |  | 1 |  | 1-2 years |  | CIP | 0 | 0 | 0 | 0 | 0 | 0 | 0 | - | 0 | -100 | ND | 2019 | 2021 | Current monies remaining, School Board recommendation, potential reimbursement.
16 | Administration | City Hall Revitalization | Remodel/expand/replace City Hall | Determine how to best utilize the vacated fire station. Desire to have all City Staff centrally located. | Active | -100 |  |  | 0 |  |  | 0 | 15000000 | 2019 | Capital Investment | 50 | - | 0 | 5-10 years | 32 | CIP | 0 | 0 | 0 | 0 | 0 | 0 | 0 | Council | -25 | -100 |  | 2020
17 | Valdez Senior Center, Inc. | Apartment Upgrades | Replace carpeting & vinyl flooring and install new baseboards; restain/refinish wooden closet, bedroom and front doors if needed; replace kitchen cabinets; replace existing appliances; install new backsplashes and counter tops; replace built in wall ovens and flat top burners with single stove w/built in overhead microwave ovens; build shelves and doors to match cabinets where old ovens were built in; replace electrical wiring for stoves that isn't up to code; interior painting; replace heating registers if needed; replace existing overhead light fixtures; upgrade bathrooms with new vanities, raised toilets, light fixtures, medicine cabinets, and step in showers with grab bars & shower seats. | The apartments are over 30 years old and are in serious need of upgrade. Approximately one-half of the apartments need upgrades listed with exceptions of the bathrooms and vinyl flooring (4 apartments still need walk-in showers installed with tile work due to inaccessible bathtubs). 2 apartments are completely renovated; 2 apartments have not had any work done; all other apartments are ready for kitchen upgrades or partial kitchen upgrades (new cabinets, countertops and backsplashes) to be completely renovated; many will need new carpeting and painting once vacant again. | Active | -100 | 0 | 0 | 0 | 0 | 0 | 250000 | 250000 | 2018 | Lifecycle repl. | 20 | 1 | 3 | <1 Year | 3 | Maj. Maint. | 0 | 0 | 0 | 0 | 0 | 0 | 0 | - | 0 | -100 | MR | 2017 | 2020 | On going
18 | Public Works | New Well #5 | Install new domestic well on SE corner of town. | During peak demand well #4 can be overcome. | Active | -100 | 1513007 |  | 1513007 |  |  | 0 | 2500000 | 2018 | - | 0 | - | 0 | - | 0 | CIP 2018 | [7 empty] | - | 0 | -100 | SB | 2017 | 2021
19 | Fire | Evaluate and Plan Shelter Locations | Determine what is needed to function as a shelter | No adequate shelters in community | - | 0 |  |  | 0 |  |  | 0 | 800000 | 2018 | Life Safety | 1 | 3 | 9 | <1 Year | 3 | CIP | 0 | 0 | 0 | -3 | 0 | 0 | -3 | - | 0 | 8 |  | 2020 | 2022
20 | Ports & Harbor | VCT Transfer Bridge Repair | Replace rubber fenders and hinge | Components beyond reasonable lifespan due for replacement | - | 0 |  |  | 0 |  |  | 0 | 2000000 | 2020 | Lifecycle repl. | 20 | 1 | 3 | 1-2 years | 4 | CIP | 0 | 0 | -3 | -3 | 0 | -5 | -3 | - | 0 | 22 |  | 2021 | 2022 | Combine Causeway, Guard Rail & Transfer Bridge
21 | Building Maintenance | Panic Hardware and ADA upgrades | Install Panic Hardware on Hall doors City Hall | Doors are not in fire code compliance. | Active | -100 |  |  | 0 |  |  | 0 | 25000 | 2018 | Life Safety | 1 | 2 | 6 | 1-2 years | 4 | Maj. Maint. | 0 | 0 | 0 | 0 | 0 | 0 | 0 | - | 0 | -100 |  |  | 2020 | BM to manage
22 | Hospital | Transfer Switch Replacement | Replace transfer switches on Generator | Switches are not meeting regulatory requirements for transfer times and parts are becoming difficult to obtain. | Active | -100 |  |  | 0 |  |  | 0 | 200000 | 2019 | Life Safety | 1 | 1 | 3 | Failed | 1 | Maj. Maint. | 0 | 0 | 0 | 0 | 0 | 0 | 0 | In House | -30 | -100 |  | 2019 | 2020
23 | Public Works | Comprehensive reservoir evaluation and cleaning | Perform comprehensive evaluation of tank interiors and robotic tank cleaning; Project is ongoing. | Identify maintenance issues | Active | -100 |  |  | 0 |  |  | 0 | 40000 | 2018 | Deferred Maint. | 30 | 4 | 12 | 1-2 years | 4 | Maj. Maint. | 0 | 0 | 0 | 0 | 0 | 0 | 0 | - | 0 | -100 |  | 2020
24 | Park Maintenance | New Playground Installation at Alpine Woods | New Playground Installation at Alpine Woods | Current playground is at its end of life and many parts of the apparatus have been removed due to failure | Active | -100 |  |  | 0 |  |  | 0 | 40000 | 2020 | Capital Investment | 50 | 0 | #N/A | 1-2 years | 4 | Maj. Maint. | 0 | 0 | 0 | 0 | 0 | 0 | 0 | - | 0 | -100 |  |  | 2020
25 | Park Maintenance | New Playground Installation at Robe River Park | New Playground Installation at Robe River Park | Current playground is at its end of life and many parts of the apparatus have been removed due to failure | Active | -100 |  |  | 0 |  |  | 0 | 40000 | 2020 | Capital Investment | 50 | 1 | 3 | 1-2 years | 4 | Maj. Maint. | 0 | 0 | 0 | 0 | 0 | 0 | 0 | - | 0 | -100 |  |  | 2021
25 | Hospital | X-Ray Replacement | Replace Radiology Suite | X-Ray no longer works. Currently using portable unit. | Active | -100 |  |  | 0 |  |  | 0 | 750000 | 2019 | Failed System | 10 | 1 | 3 | Failed | 1 | Maj. Maint. | 0 | 0 | 0 | 0 | 0 | 0 | 0 | In House | -30 | -100 |  | 2019 | 2020
26 | Hospital | ER & Admitting door upgrade | Replace Emergency Room patient room doors with sliding doors to facilitate patient transfer. | Doors don't allow gurney transit and should be upgraded to work with upgraded AII system. | Active | -100 |  |  | 0 |  |  | 0 | 50000 | 2020 | Regulatory Compliance | 10 | 1 | 3 | <1 Year | 3 | Maj. Maint. | 0 | 0 | 0 | 0 | 0 | 0 | 0 | - | 0 | -100 |  | 2020 | 2021
27 | Hospital | Loading Dock Water Drainage | Loading Dock needs more drainage spring thaw and rain will fill the area. | Need to remove water and ponding. | Active | -100 |  |  | 0 |  |  | 0 | 90000 | 2018 | Failed System | 10 | 1 | 3 | 1-2 years | 4 | Maj. Maint. | 0 | 0 | 0 | 0 | 0 | 0 | 0 | - | 0 | -100 |  | 2020 | 2021
28 | Information Technology | Radio Repeater Repairs & Upgrades | Replace existing and failing radio infrastructure | Repeaters are due for lifecycle replacement, have known issues and are vital for 911 support | - | 0 |  |  | 0 |  |  | 0 | 250000 | 2020 | Life Safety | 1 | 1 | 3 | Failed | 1 | Maj. Maint. | 0 | 0 | 0 | 0 | 0 | 0 | 0 | - | 0 | 0 |  | 2020 | 2021
29 | Building Maintenance/Library | Hand Rails at Library & City Hall | Spacing does not meet code which is greater than 4" | Spacing is too wide and creates a fall hazard | - | 0 |  |  | 0 |  | 50000 | 50000 | 50000 | 2020 | Life Safety | 1 | 1 | 3 | <1 Year | 3 | Maj. Maint. | 0 | 0 | 0 | 0 | 0 | 0 | 0 | - | 0 | 2 |  |  | 2020
30 | Building Maintenance/Fire Station | Roof Replacement Fire station #3 & #4 | New Roof and insulation Fire station #3 & #4 | Insulation saturated/Roof leaks | - | 0 |  |  | 0 |  |  | 0 | 175000 | 2020 | Lifecycle repl. | 20 | 1 | 3 | <1 Year | 3 | CIP | 0 | 0 | -3 | 0 | 0 | 0 | -3 | - | 0 | 21 |  | 2020 | 2021 | Combined Roof Project
31 | Park Maintenance | Mitigate safety issues at shooting range | Additional fill/targets/soil/fencing | Noted on insurance evaluation, Constant problem | - | 0 |  |  | 0 |  |  | 0 | 40000 | 2018 | Life Safety | 1 | 3 | 9 | Failed | 1 | Maj. Maint. | 0 | 0 | 0 | 0 | 0 | 0 | 0 | - | 0 | 6 |  |  | 2020
32 | Ports & Harbor | VCT Waterline Repair/Replacement | Replace Failed Water System at the VCT | Failed Does not supply enough water for Fire Safety. | - | 0 |  |  | 0 |  |  | 0 | 1500000 | 2018 | Failed System | 10 | 2 | 6 | 3-5 years | 16 | CIP | -2 | -5 | 0 | 0 | 0 | -3 | -1 | - | 0 | 27 |  | 2021 | 2022
33 | Hospital | Emergency Department Entrance Redesign | Create a triage desk and waiting area upon entrance to the hospital. Move the morgue to the back of the hospital. | Infection Prevention, security, Privacy for removal of remains from the morgue, safety of employees moving remains - hard to lift and move remains from current room. | - | 0 |  |  | 0 |  |  | 0 | 800000 | 2018 | Failed System | 10 | 4 | 12 | 3-5 years | 16 | CIP | 0 | 0 | 0 | 0 | 0 | 0 | -1 | - | 0 | 33
34 | Ports & Harbor | Causeway Repairs | Concrete repairs at pile caps | Failing Concrete VCT Inspection Identified as high priority. | - | 0 |  |  | 0 | 100000 |  | 100000 | 2500000 | 2020 | Failed System | 10 | 1 | 3 | 1-2 years | 4 | Maj. Maint. | 0 | 0 | 0 | 0 | 0 | 0 | 0 | - | 0 | 12 |  | 2020 | 2021 | Combine Causeway, Guard Rail & Transfer Bridge
35 | Public Works | Harbor water repairs | Harbor office fish clean station has water line break that needs repaired. Replace valves and sidewalk | underground waterline break | - | 0 |  |  | 0 |  |  | 0 | 100000 | 2018 | Failed System | 10 | 2 | 6 | <1 Year | 3 | Maj. Maint. | 0 | 0 | 0 | 0 | 0 | 0 | 0 | - | 0 | 14 |  | 2020 | 2021 | Incorporated to H-K Replacement
36 | Public Works | Glacier Haul Rd | Armor the edge by balefield/ add rip-rap and dig in a toe | Landfill protection. Repair river scour from 2017. Repairs done in 2019. Request for NRCS grant. | - | 0 |  |  | 0 |  |  | 0 | 250000 | 2018 | Regulatory Compliance | 10 | 1 | 3 | Failed | 1 | Maj. Maint. | 0 | 0 | 0 | 0 | 0 | 0 | 0 | - | 0 | 9 |  | 2020 | 2020 | Request Assistance from NRCS
37 | Building Maintenance | New Roof in Well Houses and Lift Stations | Install sloping roofs on Well/Pump houses | Flat roofs are failing and allowing water to damage interior of buildings | - | 0 |  |  | 0 |  |  | 0 | 250000 | 2018 | Failed System | 10 | 5 | 15 | 3-5 years | 16 | CIP | 0 | 0 | 0 | 0 | 0 | 0 | -3 | - | 0 | 36 |  | 2022 | 2023
38 | Public Works | Hanagita Warehouse Replacement | New structure for PW storage | Building is critical indoor storage but it needs a facelift. Building past life expectancy. | - | 0 |  |  | 0 |  |  | 0 | 200000 | 2018 | Lifecycle repl. | 20 | 3 | 9 | 3-5 years | 16 | CIP | 0 | 0 | -3 | 0 | 0 | 0 | -3 | - | 0 | 40 |  | 2021 | 2022
39 | Public Works | Baler Roof | Roof Replacement | Leaks | - | 0 |  |  | 0 |  |  | 0 | 150000 | 2018 | Lifecycle repl. | 20 | - | 0 | 1-2 years | 4 | Maj. Maint. | 0 | 0 | 0 | 0 | 0 | 0 | 0 | - | 0 | 19 |  | 2020 | 2021 | Combined Roof Project
40 | Public Works | Mineral Creek Bridge Repairs | Repair as per ADOT Engineer's report | Bridge repairs identified as high priority. | - | 0 |  |  | 0 |  |  | 0 | 1000000 | 2018 | Regulatory Compliance | 10 | 2 | 6 | 1-2 years | 4 | Maj. Maint. | 0 | 0 | 0 | 0 | 0 | 0 | 0 | - | 0 | 15 |  | 2020 | 2021 | Combine Engineering W/ VCT
41 | Library | Library and Staff Restrooms | There are four public restrooms in the library and one staff restroom. Two of the public restrooms are located on the main floor and two on the basement level. Each restroom needs updated fixtures, new flooring, counter tops, and automatic doors(public restrooms only). | The current restrooms are functional, but not ADA compliant. Each restroom has big heavy door that is difficult to manage for anyone with impaired mobility. Fixtures are very out of date. Any public facility in the City should have restrooms that are ADA accessible, and all of our patrons would benefit from an upgrade to our restrooms. | - | 0 |  |  | 0 |  |  | 0 | 500000 | 2018 | Regulatory Compliance | 10 | 3 | 9 | Failed | 1 | Maj. Maint. | 0 | 0 | 0 | 0 | 0 | 0 | 0 | - | 0 | 15 |  | 2021 | 2022
42 | Park Maintenance | Repair/Replace picnic shelters at Glacier Campground, Alpine Woods, Robe River Park, Dock Point | Structures need to be maintained preparatory for replacement. Support posts are rotting. | Evaluation complete in 2017 | - | 0 |  |  | 0 |  |  | 0 | 250000 | 2018 | Lifecycle repl. | 20 | 7 | 20 | 3-5 years | 16 | Maj. Maint. | 0 | 0 | 0 | 0 | 0 | 0 | 0 | In House | -30 | 21 |  | 2021 | 2022
43 | Ports & Harbor | Guard Rail Replacement VCT Causeway | Replace damaged guardrail | Guardrail has been hit and damaged the length of the causeway | - | 0 |  |  | 0 | 40000 |  | 40000 | 350000 | 2020 | Lifecycle repl. | 20 | 1 | 3 | 1-2 years | 4 | Maj. Maint. | 0 | 0 | 0 | 0 | 0 | 0 | 0 | - | 0 | 22 |  | 2020 | 2021 | Combine Causeway, Guard Rail & Transfer Bridge
44 | Library/Building Maintenance | Replace Library Windows | 13 windows (7 that open) along the back wall of the main floor of the library need to be replaced with more energy efficient windows that can be locked. | Of the seven windows that open, five have broken latches and cannot be closed securely. Each window has a 1/2 inch gap in the top, so even when closed the windows are not air tight. In the winter, sometimes windows are drilled shut, to prevent them from blowing open in the wind. This means the windows cannot be opened in case of fire or another emergency. All of the windows have blinds inside the two panes of glass, and most of the blinds no longer work. Bottom line, these windows are energy inefficient and pose a security risk. | - | 0 |  |  | 0 |  |  | 0 | 50000 | 2018 | Lifecycle repl. | 20 | 1 | 3 | 1-2 years | 4 | Maj. Maint. | 0 | 0 | 0 | 0 | 0 | 0 | 0 | - | 0 | 22 |  | 2021 | 2022
45 | Building Maintenance | City Wide Fire Systems upgrade | Some aging fire protection systems have recently been deemed obsolete. | We need to do upgrades so systems can be maintained | - | 0 |  |  | 0 | 50000 | 200000 | 250000 | 250000 | 2020 | Lifecycle repl. | 20 | 2 | 6 | Failed | 1 | Maj. Maint. | 0 | 0 | 0 | 0 | 0 | 0 | 0 | - | 0 | 22 |  | 2020 | 2021
46 | Parks & Recreation | Rec Center New flooring | Replace tiles in entry way; kitchen; dance floor, & carpeting | Carpet is worn and has outlived useful service life | - | 0 |  |  | 0 |  |  | 0 | 75000 | 2018 | Lifecycle repl. | 20 | 2 | 6 | 1-2 years | 4 | Maj. Maint. | 0 | 0 | 0 | 0 | 0 | 0 | 0 | - | 0 | 25 |  | 2021 | 2022
47 | Fire | Fire Hydrant Replacement - In fill | Replace out dated infrastructure | On-going program, multi year | - | 0 |  |  | 0 |  |  | 0 | 500000 | 2018 | Lifecycle repl. | 20 | 2 | 6 | 1-2 years | 4 | Maj. Maint. | 0 | 0 | 0 | 0 | 0 | 0 | 0 | - | 0 | 25
48 | Valdez City Schools | VHS Overhang Repair | Repair the over hang at high school to add insulation to stop the cold air from entering the building |  | - | 0 |  |  | 0 |  |  | 0 | 25000 | 2019 | Failed System | 10 | 6 | 18 | 1-2 years | 4 | Maj. Maint. | 0 | 0 | 0 | 0 | 0 | 0 | 0 | - | 0 | 27 |  | 2021 | 2022
49 | Building Maintenance | Replace Fuel Tank Senior Center | Replace AST Fuel Tank Senior Center | AST fuel Tank is rusted badly should be replaced. | - | 0 |  |  | 0 |  |  | 0 | 50000 | 2018 | Lifecycle repl. | 20 | 3 | 9 | 1-2 years | 4 | Maj. Maint. | 0 | 0 | 0 | 0 | 0 | 0 | 0 | - | 0 | 28 |  | 2020 | 2021 | Cpmbined with mech. Ins. Project
50 | Ports & Harbor | Harbor Boardwalk & Rest Area Reconstruction | Wood Structures Replacement for picnic and bench shelters | Failing and Due to be replaced | - | 0 |  |  | 0 |  |  | 0 | 50000 | 2018 | Lifecycle repl. | 20 | 3 | 9 | 1-2 years | 4 | Maj. Maint. | 0 | 0 | 0 | 0 | 0 | 0 | 0 | - | 0 | 28 |  | 2021 | 2022
51 | Valdez Senior Center, Inc. | Senior Center Siding | Repair or replace damaged and buckling siding at the Senior Center. | Repair of damaged siding will resolve existing issues and prevent additional buckling from occurring to the structure. Outside siding problems could lead to leaking issues that could impact other operations. | - | 0 |  |  | 0 |  |  | 0 | 200000 | 2018 | Lifecycle repl. | 20 | 3 | 9 | 1-2 years | 4 | Maj. Maint. | 0 | 0 | 0 | 0 | 0 | 0 | 0 | - | 0 | 28 |  | 2021 | 2022
52 | Valdez City Schools | HHES Cafeteria floor | tile floor replacement necessary | floor has settled, deteriorated, tiles loose | - | 0 |  |  | 0 |  |  | 0 | 850000 | 2018 | Failed System | 10 | 14 | 23 | 1-2 years | 4 | Maj. Maint. | 0 | 0 | 0 | 0 | 0 | 0 | 0 | - | 0 | 32 |  | 2021 | 2022
53 | Parks & Recreation | REC CENTER Remodel | See combined Rec Center Scopes | Facility has outlived current use and function. | - | 0 |  |  | 0 |  |  | 0 | 2000000 | 2018 | Deferred Maint. | 30 | 2 | 6 | 1-2 years | 4 | CIP | 0 | 0 | 0 | 0 | 0 | 0 | 0 | - | 0 | 35 |  | 2021 | 2022
54 | Parks & Recreation | Meals Hill Development | Feasibility and implementation plan for Meals Hill additions and programming | Meals Hill, newly acquired by the City, is a area where the Community should have input into any future use and development for recreation opportunities. | - | 0 |  |  | 0 |  |  | 0 | 200000 | 2020 | Capital Investment | 50 | 2 | 6 | <1 Year | 3 | CIP | 0 | 0 | 0 | 0 | 0 | -1 | 0 | Council | -25 | 29 |  | 2020 | 2023
55 | Park Maintenance | Re-grade Black Gold Park for proper drainage and to make it usable area in the summer | Regrade and improve drainage | Large ponds form and water never drains off the park. | - | 0 |  |  | 0 |  |  | 0 | 350000 | 2018 | Failed System | 10 | 4 | 12 | 3-5 years | 16 | Maj. Maint. | 0 | 0 | 0 | 0 | 0 | 0 | 0 | - | 0 | 33 |  | 2022 | 2023
56 | Ports & Harbor | Harbor Office and Maintenance Building | Remodel/Replace Existing Harbor Office and Maintenance Building. Create additional work spaces, laundry, showers, and indoor maintenance areas. | Current Harbor Offices are past their original life expectancy | - | 0 |  |  | 0 |  |  | 0 | 3000000 | 2018 | Deferred Maint. | 30 | 2 | 6 | 3-5 years | 16 | CIP | 0 | 0 | -1 | 0 | 0 | -5 | 0 | - | 0 | 47 |  | 2022 | 2024
57 | Civic Center | LED Lighting for theatre. | Upgrade theatre lighting to LED | Cost efficiency and modernization. We currently have approximately two hundred (200) 750-1000 Watt theatre lights. Not only is the lighting technology antiquated, but it's costly to run when we have a need theatre lights. We could replace the theatre lights in stages, doing one pipe at a time and it would not be such an all-at-once financial hit. This would help to bring our theatre up-to-date will others around the country as all are switching to LED theatrical lights. | - | 0 |  |  | 0 |  |  | 0 | 300000 | 2018 | Lifecycle repl. | 20 | 1 | 3 | 3-5 years | 16 | Maj. Maint. | 0 | 0 | 0 | 0 | 0 | 0 | 0 | - | 0 | 34 |  | 2020 | 2021 | Combine with E-Light Project
58 | Clinic | Interior Paint Clinic | Repaint interior walls / offices at clinic and public health | due for replacement and required for lease agreement. | - | 0 |  |  | 0 |  |  |  | 75000 | 2018 | Lifecycle repl. | 20 | 5 | 15 | 1-2 years | 4 | Maj. Maint. | 0 | 0 | 0 | 0 | 0 | 0 | 0 | - | 0 | 34 |  | 2020 | 2021
59 | Information Technology | Fiber Optic Runs Throughout City | City-wide; begin 2018 and grow through future years. | Greater control of network, improved security, cost of time. | - | 0 |  |  | 0 |  |  | 0 | TBD | 2018 | Operational Imp. | 60 | 1 | 3 | <1 Year | 3 | CIP | 0 | -5 | -3 | 0 | 0 | -1 | -1 | - | 0 | 61
60 | Police | Locker Room Remodel | Update/Remodel existing PD locker rooms | Locker rooms are outdated and in need of remodel/repair. They have been the same since at least 1999 | - | 0 |  |  | 0 |  |  | 0 | 40000 | 2018 | Deferred Maint. | 30 | 2 | 6 | 1-2 years | 4 | Maj. Maint. | 0 | 0 | 0 | 0 | 0 | 0 | 0 | - | 0 | 35 |  | 2022 | 2023
61 | Valdez City Schools | VHS Boys/Girls Locker Room Renovation | update locker room | ADA Noncompliant | - | 0 |  |  | 0 |  |  | 0 | 500000 | 2019 | Regulatory Compliance | 10 | 18 | 25 | Failed | 1 | Maj. Maint. | 0 | 0 | 0 | 0 | 0 | 0 | 0 | - | 0 | 31 |  | 2022 | 2023
62 | Valdez City Schools | HHES Roof & Siding Replacement | Roof has exhausted its life expectancy |  | - | 0 |  |  | 0 |  |  | 0 | 850000 | 2018 | Lifecycle repl. | 20 | 13 | 23 | 1-2 years | 4 | CIP | 0 | 0 | 0 | 0 | 0 | 0 | 0 | - | 0 | 42 |  | 2022 | 2023
63 | Public Works | New sand shed roof | Replace sand shed roof at city shop | roof leaks | - | 0 |  |  | 0 |  |  | 0 | 10000 | 2018 | Deferred Maint. | 30 | 3 | 9 | 1-2 years | 4 | Maj. Maint. | 0 | 0 | 0 | 0 | 0 | 0 | 0 | - | 0 | 38 |  | 2020 | 2021 | Combined Roof Project
64 | Ports & Harbor | Stan Stephens parking lot and plaza repairs | Repair curbs, concrete walks, decking, and interpretive shelter. | Damaged walks and Curbs are an eyesore and if left unrepaired will eventually cause additional construction replacement costs. | - | 0 |  |  | 0 |  |  | 0 | 125000 | 2018 | Deferred Maint. | 30 | 3 | 9 | 1-2 years | 4 | Maj. Maint. | 0 | 0 | 0 | 0 | 0 | 0 | 0 | - | 0 | 38 |  | 2021 | 2022
65 | Public Works | Doors at PW Shop | need, hinges, and weather striping | Doors are sagging and weather stripping is worn/ leaking | - | 0 |  |  | 0 |  |  | 0 | 60000 | 2018 | Deferred Maint. | 30 | 3 | 9 | 1-2 years | 4 | Maj. Maint. | 0 | 0 | 0 | 0 | 0 | 0 | 0 | - | 0 | 38 |  | 2022 | 2023
66 | Valdez City Schools | VHS Windows | Replace exterior windows | outlived life expectancy | - | 0 |  |  | 0 |  |  | 0 | 1500000 | 2019 | Lifecycle repl. | 20 | 9 | 21 | <1 Year | 3 | Maj. Maint. | 0 | 0 | 0 | 0 | 0 | 0 | 0 | - | 0 | 39 |  | 2022 | 2023 | Need to count
67 | Valdez City Schools | VHS Exterior Door Replacement & Security Upgrades | Replace exterior doors | outlived life expectancy | - | 0 |  |  | 0 |  |  | 0 | 1500000 | 2018 | Lifecycle repl. | 20 | 7 | 20 | 1-2 years | 4 | Maj. Maint. | 0 | 0 | 0 | 0 | 0 | 0 | 0 | - | 0 | 39 |  | 2022 | 2023
68 | Valdez City Schools | HHES Exterior Door Replacement & Security Upgrades | Replace exterior doors | outlived life expectancy | - | 0 |  |  | 0 |  |  | 0 | 1500000 | 2018 | Lifecycle repl. | 20 | 8 | 20 | 1-2 years | 4 | Maj. Maint. | 0 | 0 | 0 | 0 | 0 | 0 | 0 | - | 0 | 39 |  | 2022 | 2023
69 | Animal Control | Animal Shelter Floor Replacement | Replace Animal Shelter Flooring throughout the building (except Kennel area and Garage area) | Flooring is in need of replacement and is in a high-traffic, high-visibility area | - | 0 |  |  | 0 |  |  | 0 | 135000 | 2018 | Lifecycle repl. | 20 | 2 | 6 | 1-2 years | 4 | Maj. Maint. | 0 | 0 | 0 | 0 | 0 | 0 | 0 | Defer | 15 | 40 |  | 2022 | 2023
70 | Valdez City Schools | VHS Library Window replacement | Replace windows of VHS library | Window seals leak | - | 0 |  |  | 0 |  |  | 0 | 50000 | 2018 | Lifecycle repl. | 20 | 12 | 22 | <1 Year | 3 | Maj. Maint. | 0 | 0 | 0 | 0 | 0 | 0 | 0 | - | 0 | 40 |  | 2022 | 2023 | Exterior Envelope / Major Remodel
71 | Valdez City Schools | VHS Renovation | Upgrade envelope and address remaining deferred maintenance items as a package. | Deferred maintenance has accumulated and should be addressed. Major exterior systems are due for lifecycle replacement. | - | 0 |  |  | 0 |  |  | 0 | 20000000 | 2020 | Lifecycle repl. | 20 | 5 | 15 | 3-5 years | 16 | CIP | 0 | -1 | -3 | -3 | -2 | -3 | 0 | - | 0 | 46 |  | 2021 | 2024
72 | Parks & Recreation | Rec Center ADA Upgrades | Whole facility ADA compliant upgrades | Need to ensure ADA accessibility to facility. | - | 0 |  |  | 0 |  |  | 0 | 275000 | 2018 | Regulatory Compliance | 10 | 2 | 6 | 5-10 years | 32 | CIP | 0 | 0 | 0 | 0 | 0 | 0 | 0 | - | 0 | 43 |  | 2021 | 2022
73 | Building Maintenance | Baler Floor Repair | Install new Acid resistant concrete and slope to drain | Existing floor is spalling bad and does not drain. | - | 0 |  |  | 0 |  |  | 0 | 500000 | 2018 | Failed System | 10 | 8 | 20 | 3-5 years | 16 | Maj. Maint. | 0 | 0 | 0 | 0 | 0 | 0 | 0 | - | 0 | 41 |  | 2022 | 2023
74 | Building Maintenance | Boiler Mates at the Senior Center | Replace Domestic Hot Water makers at Senior Center | Old Hot Water makers are at end of service life and inefficient. | - | 0 |  |  | 0 |  |  | 0 | 20000 | 2018 | Deferred Maint. | 30 | 4 | 12 | 1-2 years | 4 | Maj. Maint. | 0 | 0 | 0 | 0 | 0 | 0 | 0 | - | 0 | 41 |  | 2022 | 2023
75 | Public Works | Public Works office new flooring | original | hard to clean | - | 0 |  |  | 0 |  |  | 0 | 5000 | 2018 | Deferred Maint. | 30 | 4 | 12 | 1-2 years | 4 | Maj. Maint. | 0 | 0 | 0 | 0 | 0 | 0 | 0 | - | 0 | 41 |  | 2022 | 2023
76 | Police | Flag Pole Improvement / Upgrade | Upgrade / redesign the existing flag display outside of City Hall. [A 3 poled system, with large flags, and lit up at night] | City Hall should have a nice, prominent flag display. This would also allow a 3rd pole to fly a COV flag. | - | 0 |  |  | 0 |  |  | 0 | 25000 | 2020 | Operational Imp. | 60 | 2 | 6 | <1 Year | 3 | CIP | 0 | 0 | -3 | 0 | -2 | 0 | 0 | - | 0 | 64 |  | 2020 | 2021
77 | Valdez City Schools | VHS Basketball Backboard Lift Replacements | Mechanical issues, outdated without replacement parts | outlived life expectancy | - | 0 |  |  | 0 |  |  | 0 | 250000 | 2019 | Lifecycle repl. | 20 | 22 | 27 | Failed | 1 | Maj. Maint. | 0 | 0 | 0 | 0 | 0 | 0 | 0 | - | 0 | 43 |  | 2022 | 2022
78 | Building Maintenance | Replace parking lot lights City Hall & Library | Replace the lights at City Hall | Exterior Lights are rusted and need replacing | - | 0 |  |  | 0 |  |  | 0 | 150000 | 2018 | Failed System | 10 | 12 | 22 | 3-5 years | 16 | Maj. Maint. | 0 | 0 | 0 | 0 | 0 | 0 | 0 | - | 0 | 43 |  | 2020 | 2021
79 | Ports & Harbor | Marine Infrastructure underwater/Inspection | This item is reoccurring every 5 years and should be built into the long term plan. | Maintenance is less costly than replacement. | - | 0 |  |  | 0 |  |  | 0 | 250000 | 2018 | Deferred Maint. | 30 | 1 | 3 | 3-5 years | 16 | Maj. Maint. | 0 | 0 | 0 | 0 | 0 | 0 | 0 | - | 0 | 44 |  | 2023 | 2024
80 | Fire | Fire Training Facility | Design/construct fire training facility | Currently, no facility to train at and no props | - | 0 |  |  | 0 |  |  | 0 | 2500000 | 2018 | Operational Imp. | 60 | 1 | 3 | <1 Year | 3 | CIP | 0 | 0 | 0 | 0 | 0 | 0 | -2 | - | 0 | 61 |  | 2023 | 2024
81 | Hospital | Air Treatment System Replacement | Replace equipment and upgrade wiring for air treatment equipment | End of lifecycle, due for replacement | - | 0 |  |  | 0 |  |  | 0 | 350000 | 2020 | Lifecycle repl. | 20 | 5 | 15 | 3-5 years | 16 | Maj. Maint. | 0 | 0 | 0 | 0 | 0 | 0 | 0 | - | 0 | 46
82 | Parks & Recreation | Rec Center Exterior upgrades & expanded parking | restain/repaint building. Add/ upgrade exterior lighting. Expand parking and add second driveway into facility. | more users need parking with expanded services. Exterior is dated and in need of maintenance that has been deferred. | - | 0 |  |  | 0 |  |  | 0 | 65000 | 2018 | Deferred Maint. | 30 | 2 | 6 | 3-5 years | 16 | Maj. Maint. | 0 | 0 | 0 | 0 | 0 | 0 | 0 | - | 0 | 47
83 | Civic Center | Blinds for the large southern-facing windows. | During the summer, especially during events like Theatre Conference, the heat coming off the windows reaches temperatures of 100+. It is the largest source of heat for the building and of course we have no air conditioning in this building. It helps during the summer tremendously if you can shut the blinds during the peak hours of sun. Because the windows are so large, an automated open/close or up/down type of blinds would be tremendously helpful. | Our summers are not getting cooler. We need to find some way to combat the heat in the building and the blinds would help greatly. | - | 0 |  |  | 0 |  |  | 0 | 65000 | 2018 | Operational Imp. | 60 | 2 | 6 | 1-2 years | 4 | CIP | 0 | -5 | 0 | 0 | 0 | 0 | 0 | - | 0 | 65 |  | 2021 | 2021
84 | Valdez City Schools | VHS Entryway Flooring |  | outlived life expectancy | - | 0 |  |  | 0 |  |  | 0 | 20000 | 2019 | Lifecycle repl. | 20 | 26 | 29 | 1-2 years | 4 | Maj. Maint. | 0 | 0 | 0 | 0 | 0 | 0 | 0 | - | 0 | 48
85 | Valdez City Schools | Sidewalk replacement District Office | Existing sidewalks deteriorated | outlived life expectancy | - | 0 |  |  | 0 |  |  | 0 | 150000 | 2018 | Lifecycle repl. | 20 | 25 | 29 | 1-2 years | 4 | Maj. Maint. | 0 | 0 | 0 | 0 | 0 | 0 | 0 | - | 0 | 48 |  | 2021 | 2022
86 | Civic Center | Civic Center Concessions Egress | Door cut between concession and tickets | We desperately need a doorway between concessions and tickets to allow heat to disperse and communication between the two areas during a movie. The concession stand gets so hot in the summer it melts the chocolate products. It would also allow us to potentially use less staff if you could move between one line and another with ease during a slower movie. | - | 0 |  |  | 0 |  |  | 0 | 25000 | 2018 | Operational Imp. | 60 | 1 | 3 | <1 Year | 3 | CIP | 0 | 0 | 0 | 0 | 0 | 0 | 0 | - | 0 | 61 |  | 2023 | 2024
87 | Ports & Harbor | VCT Comfort Stations | There are no Restroom open to the Users of the VCT other than the properties being leased | Portable toilets are t $400 each plus fees. | - | 0 |  |  | 0 |  |  | 0 | 100000 | 2019 | Operational Imp. | 60 | 3 | 9 | 1-2 years | 4 | CIP | -2 | 0 | 0 | -3 | -2 | 0 | 0 | - | 0 | 68
88 | Valdez City Schools | Demand Control Kitchen Ventilation Controls | All school Kitchen Vent Hoods | outlived life expectancy | - | 0 |  |  | 0 |  |  | 0 | 250000 | 2019 | Lifecycle repl. | 20 | 27 | 30 | 1-2 years | 4 | Maj. Maint. | 0 | 0 | 0 | 0 | 0 | 0 | 0 | - | 0 | 49
89 | Valdez City Schools | Replace Freezer/cooler at VHS/HHES Bus Barn | Replace Motor with emc motor and coils and evaporator | outlived life expectancy | - | 0 |  |  | 0 |  |  | 0 | 500000 | 2019 | Lifecycle repl. | 20 | 28 | 30 | 1-2 years | 4 | Maj. Maint. | 0 | 0 | 0 | 0 | 0 | 0 | 0 | - | 0 | 49 |  | 2022 | 2023
90 | Ports & Harbor | New Boat Harbor Fuel Float and infrastructure | Install tanks and Pumps for New Boat Harbor Fuel Delivery. | Avoid congestion in the old boat harbor, and provide fuel vendor and concessions to the masses. | - | 0 |  |  | 0 |  |  | 0 | 4500000 | 2018 | Capital Investment | 50 | 4 | 12 | 1-2 years | 4 | CIP | -9 | 0 | -1 | -3 | -2 | -5 | 0 | - | 0 | 61 |  | 2020 | 2021
91 | Park Maintenance | Gold Fields Upgrades | Repaint and trim Gold Fields Facility and new fence line/dugouts/upper level office remodel | Wood rot in facility and original construction (circa 1980s) fence line deteriorating. | - | 0 |  |  | 0 |  |  | 0 | 150000 | 2018 | Deferred Maint. | 30 | 3 | 9 | 3-5 years | 16 | Maj. Maint. | 0 | 0 | 0 | 0 | 0 | 0 | 0 | - | 0 | 50 |  | 2021 | 2022
92 | Information Technology | Secure Storage | Space needed for new and used computer storage. | There is limited space currently to store new or used computers | - | 0 |  |  | 0 |  |  | 0 | TBD | 2018 | Operational Imp. | 60 | 2 | 6 | 1-2 years | 4 | CIP | 0 | 0 | 0 | 0 | 0 | 0 | 0 | - | 0 | 65 |  | 2022 | 2023 | Old FS1?
93 | Public Works | Pavement Management Phase III | W. Hanagita / W. Lowe to W. Oumalik |  | - | 0 |  |  | 0 |  |  | 0 | 7000000 | 2019 | Capital Investment | 50 | 3 | 9 | 3-5 years |  | CIP | 0 | 0 | -3 | -3 | -2 | 0 | 0 | - | 0 | 54 |  | 2021 | 2022
94 | Park Maintenance | Replace Alpine Woods Outhouse | Replace Outhouse at Alpine woods park nearest tennis court with Romtec | Structure is failing. | - | 0 |  |  | 0 |  |  | 0 | 85000 | 2018 | Lifecycle repl. | 20 | 7 | 20 | 3-5 years | 16 | Maj. Maint. | 0 | 0 | 0 | 0 | 0 | 0 | 0 | - | 0 | 51 |  | 2023 | 2024
95 | Police | PD Storage (including secure evidence) | A dedicated secure building for PD storage (bomb equipment, etc.) as well as secure evidence storage (vehicles). Will require electric and heat - maybe not water | Lack of storage and no secure evidence locations for large evidence items such as vehicles. Basically a copy of the existing Trooper building near DOT. | - | 0 |  |  | 0 |  |  | 0 | 50000 | 2018 | Operational Imp. | 60 | 3 | 9 | 1-2 years | 4 | CIP | 0 | 0 | 0 | 0 | 0 | 0 | -1 | - | 0 | 68 |  | 2022 | 2023 | Old FS1?
96 | Parks & Recreation | Rec Center Restrooms | Replace tile walls, floors, stalls, counters, sinks, etc. | Restrooms are in poor condition. Tiles are stained and mis-matched from breaks and patching. Stall doors have been patch-painted due to wear and vandalism. Sinks and countertops are stained and chipped. Upgrade to ADA Compliance | - | 0 |  |  | 0 | 45000 |  | 45000 | 235000 | 2020 | Lifecycle repl. | 20 | 10 | 21 | 3-5 years | 16 | Maj. Maint. | 0 | 0 | 0 | 0 | 0 | 0 | 0 | - | 0 | 52
97 | Parks & Recreation | New windows at Rec Center | Replace Rec Center Windows | Operation of windows has diminished and are past life expectancy. | - | 0 |  |  | 0 |  |  |  | 100000 | 2020 | Lifecycle repl. | 20 | 10 | 21 | 3-5 years | 16 | Maj. Maint. | 0 | 0 | 0 | 0 | 0 | 0 | 0 | - | 0 | 52
98 | Valdez City Schools | Exterior shop doors replacement | Shop doors need replacement | Doors have exhausted their life expectancy | - | 0 |  |  | 0 |  |  | 0 | 5000 | 2018 | Lifecycle repl. | 20 | 34 | 33 | 1-2 years | 4 | Maj. Maint. | 0 | 0 | 0 | 0 | 0 | 0 | 0 | - | 0 | 52 |  | 2023 | 2024
99 | Public Works | VMF HVAC System Upgrade | Replace obsolete units, incorporate vehicle exhaust capture | System needs to be updated to meet current demands and for efficiencies | - | 0 |  |  | 0 |  |  | 0 | 50000 | 2018 | Deferred Maint. | 30 | 4 | 12 | 3-5 years | 16 | Maj. Maint. | 0 | 0 | 0 | 0 | 0 | 0 | 0 | - | 0 | 53 |  | 2021 | 2022
100 | Library | Lighting | Replace all fluorescent and other bulbs in the library with energy efficient bulbs and update the light fixtures in the library. | The library has a very high electrical bill every year. Fluorescent bulbs have proven to be energy inefficient and there are better alternatives out there. If we update the fixtures and choose different bulbs, we should see a decrease in the electricity bill. Also, the cast of light from fluorescent bulbs is difficult on the eyes and not ideal for reading and work on computers. Changing out the bulbs and fixtures will also improve the overall look of the library. | - | 0 |  |  | 0 |  |  | 0 | 45000 | 2018 | Deferred Maint. | 30 | 4 | 12 | 3-5 years | 16 | Maj. Maint. | 0 | 0 | 0 | 0 | 0 | 0 | 0 | - | 0 | 53 |  | 2021 | 2022
101 | Ports & Harbor | Sea Otter Cell Pile and Expansion | Create upland space and waterfront facilities on the Sea Otter Property | Additional Waterfront Dockage and fish processing capabilities. | - | 0 |  |  | 0 |  |  | 0 | 10000000 | 2018 | Capital Investment | 50 | 4 | 12 | 3-5 years | 16 | CIP | -9 | 0 | 0 | -3 | -2 | -9 | -3 | - | 0 | 73 |  | 2020 | 2024
102 | Community Development | Corbin subdivision water extension | Install water system in Corbin Creek subdivision, link to existing system in Robe River subdiv. Install Hydrants | Opportunity to increase development. Provide City utilities to outlying area. | - | 0 |  |  | 0 |  |  | 0 | 8000000 | 2018 | Capital Investment | 50 | 2 | 6 | <1 Year | 3 | CIP | -1 | 0 | 0 | 0 | -2 | 0 | -3 | - | 0 | 54 |  | 2022 | 2024
103 | Ports & Harbor | RE State Building Remodel | Building needs a remodel | Maintain the building | - | 0 |  |  | 0 |  |  | 0 | 100000 | 2018 | Deferred Maint. | 30 | 5 | 15 | 3-5 years | 16 | Maj. Maint. | 0 | 0 | 0 | 0 | 0 | 0 | 0 | - | 0 | 56
104 | Community Development | Robe River/Corbin area sewer extension | Install sanitary sewer system to Robe River and Corbin Creek, link to treatment plant. | Engineering done in 2010 due to too high of density of septic systems. New subdivision to begin construction in 2018. Public health and safety issue, possible natural resource degradation. | - | 0 |  |  | 0 |  |  | 0 | 8000000 | 2018 | Capital Investment | 50 | 1 | 3 | <1 Year | 3 | CIP | 0 | 0 | 0 | 0 | -2 | -1 | 0 | - | 0 | 51 |  | 2022 | 2024 | ?
105 | Public Works | Pavement Management Phase IV | Meals from Alatna to Robe River Dr. (and side streets) |  | - | 0 |  |  | 0 |  |  | 0 | 5000000 | 2019 | Capital Investment | 50 | 4 | 12 | 3-5 years |  | CIP | 0 | 0 | -3 | -3 | -2 | 0 | 0 | - | 0 | 57 |  | 2022 | 2023
106 | Public Works | Electric line over Senior Center Road | Need to be removed for snow removal safety | Dangerous for snow removal operations | - | 0 |  |  | 0 |  |  | 0 | 5000 | 2018 | Operational Imp. | 60 | 3 | 9 | 1-2 years | 4 | Maj. Maint. | 0 | 0 | 0 | 0 | 0 | 0 | 0 | - | 0 | 68 |  | 2023 | 2024
107 | Building Maintenance | Control Access for all occupied buildings | (Electronic Card Readers on City Buildings) Along with this is a re-key of all the city doors master system | Operational Security/Turnover | - | 0 |  |  | 0 |  |  | 0 | 100000 | 2017 | Operational Imp. | 60 | 1 | 3 | 3-5 years | 16 | CIP | 0 | 0 | 0 | 0 | 0 | 0 | -3 | - | 0 | 74
108 | Valdez Senior Center, Inc. | Senior Center Expansion | Additional housing units for Senior Living | Significant wait list | - | 0 |  |  | 0 |  |  | 0 | 5000000 | 2020 | Capital Investment | 50 | 1 | 3 | 3-5 years | 16 | CIP | -5 | 0 | -3 | -3 | -2 | 0 | 0 | - | 0 | 64 |  | 2021 | 2023 | TBD Council Priority?
109 | Public Works | Pavement Management Phase V | C. Pioneer/ C. Fairbanks/ S. Meals to Clifton |  | - | 0 |  |  | 0 |  |  | 0 | 5000000 | 2019 | Capital Investment | 50 | 5 | 15 | 5-10 years |  | CIP | 0 | 0 | -3 | -3 | -2 | 0 | 0 | - | 0 | 60 |  | 2023 | 2024
110 | Museum | Restroom Remodel | Upgrade Restrooms & make ADA Compliant if possible | access/necessary upkeep | - | 0 |  |  | 0 |  |  | 0 | 200000 | 2018 | Deferred Maint. | 30 | 6 | 18 | 3-5 years | 16 | Maj. Maint. | 0 | 0 | 0 | 0 | 0 | 0 | 0 | - | 0 | 59
111 | Park Maintenance | Replace tennis courts at Alpine woods park | Surface needs redone |  | - | 0 |  |  | 0 |  |  | 0 | 60000 | 2018 | Deferred Maint. | 30 | 8 | 20 | 3-5 years | 16 | Maj. Maint. | 0 | 0 | 0 | 0 | 0 | 0 | 0 | - | 0 | 61 |  | 2023 | 2024
112 | Police | PD Impound Lot | Clear existing dedicated lot, establish driveway and install gate | Lack of qualified impound options [This is a non-issue if the existing FD bays are made available to the Police Department for storage and impound needs] | - | 0 |  |  | 0 |  |  | 0 | 40000 | 2018 | Operational Imp. | 60 | 5 | 15 | 1-2 years | 4 | CIP | 0 | 0 | 0 | 0 | 0 | 0 | -1 | - | 0 | 74
113 | Ports & Harbor | Under Ground the Power Lines VSBH | Underground overhead Power Lines at the SBH Snow Lot | Allow us to use the boat lift across the street. | - | 0 |  |  | 0 |  |  | 0 | 150000 | 2018 | Operational Imp. | 60 | 4 | 12 | 3-5 years | 16 | CIP | 0 | 0 | 0 | 0 | 0 | -5 | -3 | - | 0 | 83 |  |  |  | Incorporate to PM Phase II or III
114 | Park Maintenance | New Parks Restroom Facilities | Install Romtec Vaulted toilet single vault , unisex at: South Meyring Playground, Black Gold playground, Dog Park/Community Garden, Meals Hill | Lack of public facilities in areas listed | - | 0 |  |  | 0 | 40000 |  | 40000 | 275000 | 2020 | Capital Investment | 50 | 1 | 3 | 1-2 years | 4 | Maj. Maint. | 0 | 0 | 0 | 0 | 0 | 0 | 0 | - | 0 | 52
115 | Museum | Carpet Replacement | Replace worn carpet when necessary | necessary upkeep | - | 0 |  |  | 0 |  |  | 0 | 65000 | 2018 | Lifecycle repl. | 20 | 5 | 15 | 5-10 years | 32 | Maj. Maint. | 0 | 0 | 0 | 0 | 0 | 0 | 0 | - | 0 | 62
116 | Ports & Harbor | Fish Cleaning Station New Harbor | Fish Station at New Harbor | Infrastructure installed Community request | - | 0 |  |  | 0 |  |  | 0 | 350000 | 2020 | Capital Investment | 50 | 2 | 6 | 1-2 years | 4 | CIP | 0 | 0 | 0 | 0 | 0 | 0 | 0 | - | 0 | 55
117 | Public Works | Water main valve replacements, city-wide | Evaluate condition of existing water main valves and replace nonfunctioning valves | Replace aged, leaking or stuck water main valves | - | 0 |  |  | 0 |  |  | 0 | 5000000 | 2018 | Deferred Maint. | 30 | 2 | 6 | 5-10 years | 32 | Maj. Maint. | 0 | 0 | 0 | 0 | 0 | 0 | 0 | - | 0 | 63
118 | Ports & Harbor | VCT Floating Dock | Concrete and Cables are end of life expectancy and failing. | Critical Port Infrastructure | - | 0 |  |  | 0 |  |  | 0 | 15000000 | 2018 | Lifecycle repl. | 20 | 1 | 3 | 10+ Years | 64 | CIP | -5 | 0 | -3 | -3 | 0 | -3 | -3 | - | 0 | 82
119 | Hospital | Back up generator | Back-up to the back-up generator | redundancy that may become required to meet future codes. | - | 0 |  |  | 0 |  |  | 0 | 400000 | 2018 | Operational Imp. | 60 | 6 | 18 | <1 Year | 3 | CIP | 0 | 0 | 0 | 0 | 0 | 0 | -1 | - | 0 | 76
120 | Public Safety | Dispatch exterior door and balcony | Build a small balcony off of the south side wall of Dispatch, install sliding door or exterior door | Dispatchers work long hours (12) in which they are unable to leave their work station - doing this project would allow them the ability to step outside and get fresh air/sunshine while still performing their job functions | - | 0 |  |  | 0 |  |  | 0 | 20000 | 2018 | Operational Imp. | 60 | 2 | 6 | 3-5 years | 16 | CIP | 0 | 0 | 0 | 0 | 0 | 0 | 0 | - | 0 | 77
121 | Community Development | Utility expansion for Airport Industrial Subdivision. | Expand water and sewer systems to include a loop from Atigun to Airport Rd, via Rudolph St. | Planning is well underway for a new zoning district and sales of City land in this subdivision, but all is dependent on access to public utilities. | - | 0 |  |  | 0 |  |  | 0 | 1500000 | 2018 | Capital Investment | 50 | 3 | 9 | 1-2 years | 4 | CIP | -1 | 0 | 0 | 0 | 0 | 0 | 0 | - | 0 | 58
122 | Ports & Harbor | Underground the Power Lines at the entrance to the VCT and create staging area for trucks |  | Allows for over height loads to be moved up the Richardson without the Power Company coming to lower the lines and interrupt service. Provides additional staging for trucks waiting to pick up freight. | - | 0 |  |  | 0 |  |  | 0 | 350000 | 2018 | Operational Imp. | 60 | 4 | 12 | 3-5 years | 16 | CIP | -5 | 0 | 0 | 0 | 0 | 0 | 0 | - | 0 | 83
123 | Ports & Harbor | Airport Parking Lot Improvements and paving | Improve drainage and repair failed paving areas | Pay some now or pay more later. | - | 0 |  |  | 0 |  |  | 0 | 75000 | 2018 | Deferred Maint. | 30 | 3 | 9 | 5-10 years | 32 | Maj. Maint. | 0 | 0 | 0 | 0 | 0 | 0 | 0 | - | 0 | 66
124 | Valdez City Schools | VHS Roof | Replace roof due to leaks |  | - | 0 |  |  | 0 |  |  | 0 | 650000 | 2019 | Deferred Maint. | 30 | 19 | 26 | 3-5 years | 16 | Maj. Maint. | 0 | 0 | 0 | 0 | 0 | 0 | 0 | - | 0 | 67
125 | Public Works | Pavement Management Phase VI | W. Pioneer / Mineral Creek / N. Harbor |  | - | 0 |  |  | 0 |  |  | 0 | 10000000 | 2019 | Capital Investment | 50 | 6 | 18 | 5-10 years |  | CIP | 0 | 0 | 0 | 0 | 0 | 0 | 0 | - | 0 | 63
126 | Hospital | Campus Wide Walking Path | Connect sidewalks and out onto lawn for long term care residents (benches) | Safety of mobile residents, health of staff | - | 0 |  |  | 0 |  |  | 0 | 250000 | 2018 | Operational Imp. | 60 | 4 | 12 | 3-5 years | 16 | CIP | 0 | 0 | 0 | 0 | 0 | 0 | 0 | - | 0 | 83
127 | Park Maintenance | Ski Hill Upgrades | Replace Ski Hill Bull wheel and cable/facility building repairs | Purchased used and lifespan is undetermined. | - | 0 |  |  | 0 |  |  | 0 | 75000 | 2018 | Lifecycle repl. | 20 | 10 | 21 | 5-10 years | 32 | Maj. Maint. | 0 | 0 | 0 | 0 | 0 | 0 | 0 | - | 0 | 68
128 | Public Works | Build a new Solid Waste transfer site | Transfer site for Baler location | Will make Baler operations more efficient | - | 0 |  |  | 0 |  |  | 0 | 750000 | 2018 | Operational Imp. | 60 | 5 | 15 | 3-5 years | 16 | CIP | 0 | 0 | 0 | 0 | 0 | 0 | -1 | - | 0 | 86
129 | Parks & Recreation | Rec Center Offices | Divide existing offices to meet current staffing needs. | Current office layout does not provide adequate privacy, leaving potential risk for personnel issues. Private offices need to be created for full-time, supervisory staff. | - | 0 |  |  | 0 |  |  | 0 | 60000 | 2020 | Operational Imp. | 60 | 10 | 21 | 1-2 years | 4 | Maj. Maint. | 0 | 0 | 0 | 0 | 0 | 0 | 0 | - | 0 | 80
130 | Building Maintenance | New Floor Maintenance Shop Offices | Replace damaged Tarkett Flooring | Flooring is damaged and difficult to clean. | - | 0 |  |  | 0 |  |  | 0 | 15000 | 2018 | Lifecycle repl. | 20 | 16 | 24 | 5-10 years | 32 | Maj. Maint. | 0 | 0 | 0 | 0 | 0 | 0 | 0 | - | 0 | 71
131 | Valdez City Schools | Storm Drain Repair District Office | Storm drain has deteriorated | storm drain has collapsed…erosion | - | 0 |  |  | 0 |  |  | 0 | 50000 | 2018 | Operational Imp. | 60 | 20 | 26 | Failed | 1 | Maj. Maint. | 0 | 0 | 0 | 0 | 0 | 0 | 0 | - | 0 | 82
132 | Public Works | Covered Vehicle Parking | Covered area for trash trucks | Protection from weather and animals for expensive equipment | - | 0 |  |  | 0 |  |  | 0 | 150000 | 2018 | Operational Imp. | 60 | 5 | 15 | 3-5 years | 16 | CIP | 0 | 0 | 0 | 0 | 0 | 0 | 0 | - | 0 | 86
133 | Hospital | Priority 3 Assisted Living | Construct new assisted living facility | Identified as community health need per assessment. | - | 0 |  |  | 0 |  |  | 0 | 5000000 | 2018 | Capital Investment | 50 | 6 | 18 | 3-5 years | 16 | CIP | -3 | 0 | 0 | -3 | -2 | -5 | 0 | - | 0 | 79
134 | Parks & Recreation | Rec Center Canopy & storage Addition | Add storage and extend patio roof | Storage for activities is currently limited to single storage shed. Expanding the patio would allow actual use of the space. Currently too small to be functional. | - | 0 |  |  | 0 |  |  | 0 | 100000 | 2018 | Capital Investment | 50 | 2 | 6 | 3-5 years | 16 | CIP | 0 | 0 | 0 | 0 | 0 | 0 | 0 | - | 0 | 67
135 | Valdez City Schools | Electrical support for HHES | Need to add add'l service to HHES | Electrical access not meeting needs | - | 0 |  |  | 0 |  |  | 0 | 150000 | 2018 | Operational Imp. | 60 | 21 | 27 | 1-2 years | 4 | Maj. Maint. | 0 | 0 | 0 | 0 | 0 | 0 | 0 | - | 0 | 86
136 | Parks & Recreation | Rec Center Gym Addition | Addition of gymnasium/ walking track / extended kitchen with more than one work station (stove, sink, fridge)/ class space | Adding a gym would allow users a gym space after school, currently difficult to schedule gyms with all the school activities. | - | 0 |  |  | 0 |  |  | 0 | 2000000 | 2018 | Capital Investment | 50 | 2 | 6 | 3-5 years | 16 | CIP | 0 | 0 | 0 | 0 | 0 | 0 | 0 | - | 0 | 67
137 | Parks & Recreation | Audio/Visual upgrades for meeting space |  |  | - | 0 |  |  | 0 |  |  | 0 | 40000 | 2018 | Capital Investment | 50 | 10 | 21 | - | 0 | Maj. Maint. | 0 | 0 | 0 | 0 | 0 | 0 | 0 | - | 0 | 66
138 | Parks & Recreation | Eco-Counter | track the number of people entering our parks and trails | data to use for master plan | - | 0 |  |  | 0 |  |  | 0 | 400000 | 2019 | Capital Investment | 50 | 7 | 20 | 1-2 years | 4 | CIP | 0 | 0 | 0 | 0 | 0 | 0 | 0 | - | 0 | 69
139 | Hospital | Priority 2 Master Site & Facility Plan - Rehabilitation & Out-patient Expansion (overall plan needs refreshed) | Behavioral Health expansion per the master plan | Limits inspections for accreditation as well as provides privacy and meets operational needs of department. | - | 0 |  |  | 0 |  |  | 0 | 5000000 | 2018 | Capital Investment | 50 | 5 | 15 | 5-10 years | 32 | CIP | -9 | 0 | 0 | -3 | -2 | -7 | 0 | - | 0 | 92
140 | Building Maintenance | Remodel City Hall reception | Replace Fire door and create a Bay window and new counter | Staff can't see customers approach. Old Fire door doesn't work. | - | 0 |  |  | 0 |  |  | 0 | 50000 | 2018 | Operational Imp. | 60 | 10 | 21 | 3-5 years | 16 | CIP | 0 | 0 | 0 | 0 | 0 | 0 | 0 | - | 0 | 92
141 | Parks & Recreation | Rec Center New lighting | Replace lighting with LED & add lighting where needed | interior partitions reduce light and LEDs can be an energy savings | - | 0 |  |  | 0 |  |  | 0 | 25000 | 2018 | Capital Investment | 50 | 2 | 6 | 3-5 years | 16 | Maj. Maint. | 0 | 0 | 0 | 0 | 0 | 0 | 0 | - | 0 | 67
142 | Hospital | New Well at Hospital | Add well, for water redundancy as well as use with chiller | Water redundancy | - | 0 |  |  | 0 |  |  | 0 | 375000 | 2018 | Operational Imp. | 60 | 10 | 21 | 3-5 years | 16 | CIP | 0 | 0 | 0 | 0 | 0 | 0 | 0 | - | 0 | 92
143 | Animal Control | Wildlife Viewing Platform | Wildlife viewing platform on Dayville Road, west of the Hatchery. | Plans already exist - wildlife viewing platform at Dayville Road to allow point for people to view wildlife while also controlling their movement and establishing better public safety (less bear v. people encounters) The concept of this ebbs and flows depending on Administration and Bear Working Group, etc. | - | 0 |  |  | 0 |  |  | 0 | 50000 | 2018 | Operational Imp. | 60 | 3 | 9 | 5-10 years | 32 | CIP | 0 | 0 | 0 | 0 | -2 | 0 | 0 | - | 0 | 96
144 | Ports & Harbor | Kelsey Dock Interpretive Project Phase 2 Up-Land Side | Remove the Yellow Building and replace with public event and gathering space. Move Museum. | Improve the location and desirability for public and incoming cruise ship industry port of calls. | - | 0 |  |  | 0 |  |  | 0 | 6000000 | 2018 | Capital Investment | 50 | 2 | 6 | 5-10 years | 32 | CIP | 0 | 0 | -3 | 0 | -2 | -3 | 0 | - | 0 | 83 | ND |  |  | YB = $2M-2.5M, P&R add $3-3.5M
145 | Valdez City Schools | VHS/HHES Appliance upgrade to LP | Switch elementary and high school kitchen appliances from electric to LP |  | - | 0 |  |  | 0 |  |  | 0 | 120000 | 2019 | Operational Imp. | 60 | 17 | 25 | 3-5 years | 16 | CIP | 0 | 0 | 0 | 0 | 0 | 0 | 0 | - | 0 | 96
146 | Parks & Recreation | Covered play ground | covered/indoor playground located on Rec Center grounds | all year access for youth | - | 0 |  |  | 0 |  |  | 0 | 500000 | 2019 | Capital Investment | 50 | 5 | 15 | 3-5 years | 16 | CIP | 0 | 0 | 0 | 0 | 0 | 0 | 0 | - | 0 | 76
147 | Valdez City Schools | VHS LED Lights | LED Parking Lot Lights |  | - | 0 |  |  | 0 |  |  | 0 | 50000 | 2019 | Operational Imp. | 60 | 15 | 24 | 3-5 years | 16 | Maj. Maint. | 0 | 0 | 0 | 0 | 0 | 0 | 0 | - | 0 | 95
148 | Valdez City Schools | Bleachers for GMS | Bleachers for football field | Part of original scope | - | 0 |  |  | 0 |  |  | 0 | 200000 | 2018 | Capital Investment | 50 | 30 | 31 | <1 Year | 3 | CIP | 0 | 0 | 0 | 0 | -2 | 0 | 0 | - | 0 | 79
149 | Valdez City Schools | GMS storage building | Building for maintenance equipment | Critical to have storage | - | 0 |  |  | 0 |  |  | 0 | 400000 | 2018 | Capital Investment | 50 | 33 | 33 | <1 Year | 3 | CIP | 0 | 0 | 0 | 0 | 0 | 0 | 0 | - | 0 | 81 |  |  |  | Remaining Middle School money
150 | Valdez City Schools | GMS Vestibule/Access | Covered entryway to weight room | additional protection to access | - | 0 |  |  | 0 |  |  | 0 | 75000 | 2018 | Capital Investment | 50 | 31 | 32 | 1-2 years | 4 | CIP | 0 | 0 | 0 | 0 | 0 | 0 | 0 | - | 0 | 81 |  |  |  | Remaining Middle School money
151 | Valdez City Schools | Science Room Remodel VHS | replace outdated equipment/tables | Not meeting needs of dept. | - | 0 |  |  | 0 |  |  | 0 | 350000 | 2018 | Capital Investment | 50 | 23 | 28 | 1-2 years | 4 | Maj. Maint. | 0 | 0 | 0 | 0 | 0 | 0 | 0 | - | 0 | 77
152 | Hospital | Priority 4 LTC expansion | Expand LTC or construct a new facility to house more LTC residents. | Community health assessment need identified via survey | - | 0 |  |  | 0 |  |  | 0 | 3500000 | 2018 | Capital Investment | 50 | 7 | 20 | 3-5 years | 16 | CIP | 0 | 0 | 0 | 0 | 0 | 0 | 0 | - | 0 | 81
153 | Public Safety | Dispatch Remodel | Remodel / Update Dispatch | End of life cycle for equipment (10 years) | - | 0 |  |  | 0 |  |  | 0 | 400000 | 2018 | Lifecycle repl. | 20 | 3 | 9 | 10+ Years | 64 | Maj. Maint. | 0 | 0 | 0 | 0 | 0 | 0 | 0 | - | 0 | 88
154 | Library | ADA Access to the Upstairs | Provide ADA access to 2nd floor of Library | The only way to access the upstairs of the library is by taking the stairs. | - | 0 |  |  | 0 |  |  | 0 | 350000 | 2018 | Regulatory Compliance | 10 | 8 | 20 | 10+ Years | 64 | CIP | 0 | 0 | 0 | 0 | -2 | 0 | 0 | - | 0 | 89
155 | Valdez City Schools | Pool Access Siding replacement | Siding has been damaged over the years | This is main pool entry | - | 0 |  |  | 0 |  |  | 0 | 100000 | 2018 | Capital Investment | 50 | 32 | 32 | 1-2 years | 4 | Maj. Maint. | 0 | 0 | 0 | 0 | 0 | 0 | 0 | - | 0 | 81
156 | Public Works | Covered Equipment extended | Current equipment shed too narrow, much of the large equipment exposed to the weather | To shelter expensive equipment from the weather | - | 0 |  |  | 0 |  |  | 0 | 1000000 | 2018 | Operational Imp. | 60 | 6 | 18 | 5-10 years | 32 | CIP | 0 | 0 | 0 | 0 | 0 | 0 | -2 | - | 0 | 105
157 | Community Development | Connect N.Sawmill Dr. to Atigun Dr., and pave. | Extend N. Sawmill Dr. north approx. 1200' to connect to Atigun St. Would need to pave all of Sawmill Dr. as well. | Would help the expansion of Airport Industrial Subdiv, and provide easier access for emergency response. | - | 0 |  |  | 0 |  |  | 0 | 850000 | 2018 | Capital Investment | 50 | 4 | 12 | 5-10 years | 32 | CIP | 0 | 0 | 0 | 0 | -2 | 0 | -1 | - | 0 | 89
158 | Ports & Harbor | Marine Industrial Repair, maintenance, inspection, demolition at the old town site. | Create infrastructure to remove vessels from the water and laydown yard space for storage, maintenance and repair. | The entire Small Boat Harbor area is congested and overgrown. The current Boat Repair yard is over grown and the electrical vaults need to be replaced. Moving this to old town makes sense and allows for private development around the City facilities. Create additional industry and Port Revenues. | - | 0 |  |  | 0 |  |  | 0 | 30000000 | 2018 | Capital Investment | 50 | 6 | 18 | 5-10 years | 32 | CIP | -3 | 0 | 0 | 0 | -2 | -3 | 0 | - | 0 | 95
159 | Valdez City Schools | VHS Concessions | VHS needs permanent concession that meets code/standards | Temporary set ups no longer adequate | - | 0 |  |  | 0 |  |  | 0 | 500000 | 2018 | Capital Investment | 50 | 24 | 28 | 3-5 years | 16 | CIP | -1 | 0 | 0 | 0 | 0 | 0 | 0 | - | 0 | 89
160 | Hospital | Daycare site adjacent to LTC | Add a wing to the facility for daycare center |  | - | 0 |  |  | 0 |  |  | 0 | 2000000 | 2018 | Capital Investment | 50 | 10 | 21 | 5-10 years | 32 | CIP | -3 | 0 | 0 | -3 | -2 | -1 | 0 | - | 0 | 98
161 | Parks & Recreation | Ropes Course | provide a destination corporate and youth teambuilding opportunity | nothing is present south east of Anchorage | - | 0 |  |  | 0 |  |  | 0 | 1500000 | 2019 | Capital Investment | 50 | 9 | 21 | 5-10 years | 32 | CIP | 0 | 0 | 0 | 0 | 0 | 0 | 0 | - | 0 | 98
162 | Ports & Harbor | Dry Stack Facility | Construct an enclosed upland vessel storage and launch facility. | Meet demand for vessels slips and increase revenue in the Harbor enterprise fund. Dry stack is cheaper to construct and maintain than in water slips. | - | 0 |  |  | 0 |  |  | 0 | 22000000 | 2018 | Capital Investment | 50 | 3 | 9 | 10+ Years | 64 | CIP | -7 | 0 | 0 | 0 | 0 | -3 | 0 | - | 0 | 118
163 | Police | New Police Station | Build new Police Station and Jail attached to the newly constructed Fire Station. Really the only time this would make sound financial sense is if the existing building fails and is inhabitable or just more trouble than it is worth to maintain AND is timed the same as the Dispatch remodel. | As an alternative to the aforementioned smaller items….. And if the existing building becomes inhabitable | - | 0 |  |  | 0 |  |  | 0 | 15000000 | 2018 | Capital Investment | 50 | 6 | 18 | 10+ Years | 64 | CIP | 0 | 0 | -1 | 0 | 0 | 0 | 0 | - | 0 | 127
164 | Park Maintenance | Ruth Pond, dredge pond |  |  | - | 0 |  |  | 0 |  |  | 0 | 25000 | 2018 | Lifecycle repl. | 20 | 10 | 21 | 10+ Years | 64 | Maj. Maint. | 0 | 0 | 0 | 0 | 0 | 0 | 0 | - | 0 | 100
165 | Park Maintenance | Resurface Tennis/basketball courts |  |  | - | 0 |  |  | 0 |  |  | 0 | 400000 | 2018 | Lifecycle repl. | 20 | 10 | 21 | 10+ Years | 64 | Maj. Maint. | 0 | 0 | 0 | 0 | 0 | 0 | 0 | - | 0 | 100
166 | Hospital | Gas appliances in Dietary | replace electric appliances with propane. | More efficient with gas appliances | - | 0 |  |  | 0 |  |  | 0 | 30000 | 2018 | Operational Imp. | 60 | 14 | 23 | 5-10 years | 32 | Maj. Maint. | 0 | 0 | 0 | 0 | 0 | 0 | 0 | - | 0 | 110
167 | Park Maintenance | Add new Columbarium |  | Running out of spaces. | - | 0 |  |  | 0 |  |  | 0 | 50000 | 2018 | Capital Investment | 50 | 5 | 15 | 5-10 years | 32 | Maj. Maint. | 0 | 0 | 0 | 0 | 0 | 0 | 0 | - | 0 | 92
168 | Hospital | Kitchen in LTC | Additional kitchen for LTC meals | Would be nice to have | - | 0 |  |  | 0 |  |  | 0 | 100000 | 2018 | Capital Investment | 50 | 15 | 24 | 10+ Years | 64 | CIP | 0 | 0 | 0 | 0 | 0 | 0 | 0 | - | 0 | 133
169 | Public Works | Pavement Management Phase II | Black Gold | Continuation of Pavement Management Plan | Complete | 1000 |  |  | 0 |  |  | 0 | 7000000 | 2019 | Capital Investment | 50 | 2 | 6 | 1-2 years | 4 | CIP | 0 | 0 | -3 | -3 | -2 | -9 | 0 | Council | -25 | 1030 |  | 2020 | 2021
170 | Park Maintenance | Cemetery Expansion | Fill in center of Memorial Cemetery to add lots | Need more lot space at cemetery. | Complete | 1000 |  |  | 0 |  | 150000 | 150000 | 150000 | 2018 | Failed System | 10 | 1 | 3 | Failed | 1 | CIP | 0 | 0 | 0 | 0 | 0 | 0 | 0 | CM | -25 | 984 | AR | 2019 | 2020
171 | Public Works | Pavement Management Phase I | S. Harbor Dr / W. Egan / Meals Pioneer to Egan | Roads deemed most critical on new pavement evaluation 2018 | Complete | 1000 |  |  | 0 |  |  | 0 | 12000000 | 2019 | Capital Investment | 50 | 1 | 3 | 1-2 years |  | CIP | 0 | 0 | 0 | 0 | 0 | 0 | 0 | Council | -25 | 1023 | TS | 2019 | 2020
172 | Public Works | Repair sewer main between Lift Stations 2 &3 | Pipe was potentially damaged by well point installed for nearby water main construction; Recommend TV line to look at condition; Evaluate feasibility of trenchless repair. |  | Deferred/Hold | 100 |  |  | 0 |  |  | 0 | 100000 | 2018 | Failed System | 10 | 1 | 3 | <1 Year | 3 | Maj. Maint. | 0 | 0 | 0 | 0 | 0 | 0 | 0 | - | 0 | 111 |  | 2021 | 2021
173 | Civic Center | New weather stripping around catering doors, loading dock doors, roof access hatch and theatre man doors. | Cold air just pours in around the doors near the kitchen and loading dock. | Improvement of heating efficiency. | Deferred/Hold | 100 |  |  | 0 |  |  | 0 | 15000 | 2018 | Failed System | 10 | 2 | 6 | 1-2 years | 4 | Maj. Maint. | 0 | 0 | 0 | 0 | 0 | 0 | 0 | - | 0 | 115 |  | 2021 | 2022
174 | Museum | HVAC at Main Museum | Replace Failing HVAC at Main Museum | See RSA Report, Freon obsolete in 2020 | Deferred/Hold | 100 |  |  | 0 |  |  | 0 | 250000 | 2018 | Lifecycle repl. | 20 | 1 | 3 | 1-2 years | 4 | Maj. Maint. | 0 | 0 | 0 | 0 | 0 | 0 | 0 | - | 0 | 122 |  | 2022 | 2022
175 | Hospital | Chiller Replacement | retrofit or replace the chiller | Freon will become obsolete in 2020 | Deferred/Hold | 100 |  |  | 0 |  |  | 0 | 250000 | 2018 | Lifecycle repl. | 20 | 1 | 3 | 1-2 years | 4 | Maj. Maint. | 0 | 0 | 0 | 0 | 0 | 0 | 0 | - | 0 | 122
176 | Museum | HVAC at Annex | Replace Inadequate HVAC at Annex | While the library is not the cause of the imbalance, the warehouse facility does not function well with the climate control system | Deferred/Hold | 100 |  |  | 0 |  |  | 0 | 250000 | 2018 | Lifecycle repl. | 20 | 2 | 6 | 1-2 years | 4 | Maj. Maint. | 0 | 0 | 0 | 0 | 0 | 0 | 0 | - | 0 | 125 |  | 2022 | 2022
177 | Museum | LED Lighting Replacement | Upgrade Lighting in Facility to LED | Electrical savings potential | Deferred/Hold | 100 |  |  | 0 |  |  | 0 | 150000 | 2018 | Lifecycle repl. | 20 | 4 | 12 | 1-2 years | 4 | Maj. Maint. | 0 | 0 | 0 | 0 | 0 | 0 | 0 | - | 0 | 131
178 | Public Works / Econ Dev | Whalen Ave | Pavement and right of way improvements along Whalen Ave | Undeveloped street adjacent developable property in town | Deferred/Hold | 100 | 2097410 | 1769 | 2095641 | 0 | 0 | 0 | 2097410 | 2018 | Capital Investment | 50 | 10 | 21 | 5-10 years | 32 | CIP 2018 | 0 | [6 empty] | - | 0 | 198 | ND |  |  | Deferred
179 | Capital Facilities | PD Offices | Add office space at City Hall & Airport for new FTEs | New employees need work spaces. Use current office areas to create new offices. | Cancelled | 200 | 50000 | 17833 | 32167 | 0 | 0 | 0 | 50000 | 2019 | Operational Imp. | 40 | 1 | 3 | <1 Year | 4 | CIP 2018 | 0 | [6 empty] | - | 0 | 242 |  |  |  | Design
180 | Hospital | Copper Piping | Under Contract/Construction/Hold | known leak issues, encapsulated mold issue | Complete | 1000 | 1319975 | 230202.8 | 1089772.2 | 89000 | 1016025 | 1105025 | 2425000 | 2018 | - | 0 | - | 0 | - | 0 | CIP 2018 | [7 empty] | - | 0 | 995 | TS | 2017 | 2020 | Under Contract/Construction/Hold/Needs 1.5 million more in funding from Hospital Reserve. Combined project cost $3.46M.
181 | Clinic | Copper Piping | Under Contract/Construction/Hold | known leak issues, encapsulated mold issue | Complete | 1000 | 342669 | 11710 | 330959 | 0 | -167669 | -167669 | 175000 | 2017 | - |  | 1 |  | <1 Year |  | CIP 2018 | [7 empty] | - | 0 | 995 | TS | 2017 | 2020
182 | Hospital | Fire Wall | Under Contract/Construction/Hold | Survey control, operational efficiency | Complete | 1000 | 0 | 0 | 0 | 9000 | 218000 | 227000 | 227000 | 2017 | - |  | 1 |  | <1 Year |  | CIP 2018 | [7 empty] | - | 0 | 995 | TS | 2017 | 2020
183 | Hospital | Airborne Infection Isolation (AII) | Under Contract/Construction/Hold | Deficiency found during survey | Complete | 1000 | 450000 | 101407.72 | 348592.28 | 21160 | 164275 | 185435 | 635435 | 2017 | - |  | 1 |  | <1 Year |  | CIP 2018 | [7 empty] | - | 0 | 995 | TS | 2017 | 2020
184 | Valdez City Schools | HHES Bleacher Replacement | Replace Bleachers |  | Complete | 1000 |  |  | 0 |  |  | 0 | 350000 | 2019 | Operational Imp. | 60 | 16 | 24 | 3-5 years | 16 | CIP | 0 | 0 | -3 | 0 | 0 | 0 | 0 | - | 0 | 1095 |  |  |  | Completed by Schools?
185 | Park Maintenance | Replace N. Meyring Picnic Shelter | Erect new picnic structure in location of existing failing structure. | Facility is quite old and has shown severe signs of aging in the past 2 summers, It is a high use facility in the summer | Complete | 1000 | 35000 | 14750 | 20250 |  | 600000 | 600000 | 350000 | 2018 | Life Safety | 1 | 1 | 3 | <1 Year | 3 | Maj. Maint. | 0 | 0 | 0 | 0 | 0 | 0 | 0 | - | 0 | 1002 | AR | 2019 | 2020 | Under Contract/ Design If scope is Demo only add $100K
186 | Fire | Fire Station Mitigation | Remediate mold in decon room, install HRV in berthing quarters, install exhaust extraction. | Improve work atmosphere in FS1 | Complete | 1000 |  |  | 0 |  |  | 0 | 500000 | 2018 | Life Safety | 1 | 1 | 3 | <1 Year | 3 | CIP 2018 | [7 empty] | - | 0 | 1002 | BS | 2019 | 2020
187 | Capital Facilities | Airport HVAC | Replace broken Air handler | Unable to legally rent or occupy space as is. Code required update. | Complete | 1000 | 1400000 | 17787.71 | 1382212.29 | 0 | -750000 | -750000 | 650000 | 2019 | Failed System | 10 | 1 | 3 | <1 Year | 3 | CIP 2018 | [7 empty] | - | 0 | 1011 | BS | 2019 | 2020 | Design
188 | Ports & Harbor | Kelsey Dock Phase 2 - Yellow Building | Coat of paint, replace and reseal roofing panels, construct new entry. | Building acts as indoor storage and museum annex but it needs a facelift. Building past life expectancy. | Complete | 1000 | 350000 | 287550 | 62450 | 30000 | 2200000 | 2230000 | 2580000 | 2018 | - | 0 | - | 0 | - | 0 | CIP 2018 | [7 empty] | - | 0 | 995 | LV | 2018 | 2020
189 | Ports & Harbor | Kelsey Dock Phase 2 - Parks & Rec Storage | Clad P&R pole barn and add mezzanine for Parks storage | existing structure doesn't adequately cover materials & equipment. Yellow building space need to be replicated prior to removal. | Complete | 1000 | 0 | 0 | 0 | 280000 | 5000000 | 5280000 | 5280000 | 2018 | - | 0 | - | 0 | - | 0 | CIP 2018 | [7 empty] | - | 0 | 995 | LV | 2018 | 2020
190 | Civic Center | Re Staining & Exterior Improvements | Restain the building, fix front entry doors, add covered area at rear ADA/ Emergency exit (Scope includes VCS Admin office for synergies) | The front doors are in dire need of repair. The locks are sticky and supposedly we cannot get parts for them anymore. The handicap automatic door is not a true automatic door because although the front door opens, the second door to the artic entryway does not. We need to either fix the doors or replace them. | Complete | 1000 | 150000 | 26393 | 123607 |  | 400000 | 400000 | 650000 | 2018 | Failed System | 10 | 1 | 3 | Failed | 1 | Maj. Maint. | 0 | 0 | 0 | 0 | 0 | 0 | 0 | - | 0 | 1009 | TS | 2019 | 2020 | Design
191 | Capital Facilities / Valdez City Schools | City Building Caulking | Expansion joint caulking at the high school, City Hall, and Library exterior | Caulking is failing and creating an infiltration & energy efficiency issue. | Complete | 1000 |  |  | 0 |  |  | 0 | 300000 | 2019 | Failed System | 10 | 10 | 21 | Failed | 1 | Maj. Maint. | 0 | 0 | 0 | 0 | 0 | 0 | 0 | - | 0 | 1027 |  | 2019 | 2020 | Add City Hall & Library
192 | Building Maintenance | Boiler Replacement Council Chambers | Replace aged boiler | Council Boiler is old and we can't get parts for it. | Complete | 1000 |  |  | 0 |  |  | 0 | 30000 | 2018 | Failed System | 10 | 4 | 12 | 1-2 years | 4 | Maj. Maint. | 0 | 0 | 0 | 0 | 0 | 0 | 0 | - | 0 | 1021 |  |  | 2020
193 | Ports & Harbor | Security/Operations Camera System VCT, Airport, and the Small Boat Harbor | Install cameras at all Port and Harbor facilities. | This allows for staff to maintain control of facilities from off site locations and manage the Port and Harbor Facilities. | Complete | 1000 | 435000 | 15857 | 419143 | 0 | 0 | 0 | 435000 | 2018 | Operational Imp. | 60 | 1 | 3 | <1 Year | 3 | CIP | 0 | 0 | 0 | 0 | 0 | 0 | 0 | - | 0 | 1061 | LA/TS | 2018 | 2020 | Design, Grant funded, price fixed.
194 | Capital Facilities/Finance | Airport Offices | Add office space at City Hall & Airport for new FTEs | New employees need work spaces. Use current office areas to create new offices. | Complete | 1000 | 200000 | 19607 | 180393 | 0 | 0 | 0 | 250000 | 2019 | Operational Imp. | 60 | 1 | 3 | 10+ Years | 64 | CIP 2018 | [7 empty] | - | 0 | 1122 | BS | 2019 | 2020
195 | Valdez City Schools | Waterline Replacement District Office | waterlines are nearly non functional | outlived life expectancy | Complete | 1000 | 50000 | 48635 | 1365 | 0 | 0 | 0 | 50000 | 2018 | failed System | 10 | 1 | 3 | Failed | 1 | Maj. Maint. | 0 | 0 | 0 | 0 | 0 | 0 | 0 | - | 0 | 1009 | SB |  |  | CCO to Boiler Project
196 | Civic Center | Oak in hall along heating vents needs refinishing. | The oak along the heating vents takes a lot of sun damage and heat exposure. Through the years it has become discolored and in serious need of refinishing. | This area is highly visual as it is the are people go to look out the windows at one of the best views in Valdez. It's unattractive to look at sun discolored and spot stained oak trim. | Complete | 1000 |  |  | 0 |  |  | 0 | 15000 | 2018 | Deferred Maint. | 30 | 3 | 9 | 3-5 years | 16 | Maj. Maint. | 0 | 0 | 0 | 0 | 0 | 0 | 0 | In House | -30 | 1020
197 | Building Maintenance | Replace Side walk at City Hall | Replace old broken sidewalk | Frost heave broken side walk | Complete | 1000 |  |  | 0 |  |  | 0 | 50000 | 2018 | Failed System | 10 | 6 | 18 | 1-2 years | 4 | Maj. Maint. | 0 | 0 | 0 | 0 | 0 | 0 | 0 | - | 0 | 1027
198 | Public Works | New overhead lights installed in Maintenance Shop | Replace all overhead lights in main shop | Old lights are failing. Replace with new technology/ lower energy consumption lights. Install contactor. | Complete | 1000 |  |  | 0 |  |  | 0 | 25000 | 2018 | Deferred Maint. | 30 | 4 | 12 | 1-2 years | 4 | Maj. Maint. | 0 | 0 | 0 | 0 | 0 | 0 | 0 | - | 0 | 1041 |  |  |  | Done?
199 | Police | LED conversion for PD | Convert existing lights to LED | Well over 100 lights in an area that has employees working 24 hours a day, 7 days a week, 365 days a year. The conversion will pay for itself in a matter of two years | Complete | 1000 |  |  | 0 |  |  | 0 | 40000 | 2018 | Operational Imp. | 60 | 1 | 3 | 1-2 years | 4 | Maj. Maint. | 0 | 0 | 0 | 0 | 0 | 0 | 0 | - | 0 | 1062 |  |  |  | Is this done?
200

## Hospital (inhouse) (hidden)
# | Department | Project Name | Brief Description | Justification | Status | Status_Score | Estimated Cost | Fiscal Year Requested | Importance Category | Score | Department Priority | Score2 | Urgency | Score3 | Funding | Elevated Priority | Elevation Score | Project Ranking | Estimated Cost total | Comments
1 | Ports & Harbor | VCT Electrical | In Progress |  | Active | -100 | 4500000 | 2018 | - | 0 | - | 0 | - | 0 | CIP 2018 | - | 0 | -100
2 | Ports & Harbor | VCT & SBH Hi-Mast LEDs | In Progress |  | Active | -100 | 750000 | 2018 | - | 0 | - | 0 | - | 0 | CIP 2018 | - | 0 | -100
3 | Hospital | Copper Piping / All Rooms | In Progress |  | Active | -100 | 3500000 | 2018 | - | 0 | - | 0 | - | 0 | CIP 2018 | - | 0 | -100
4 | Parks & Recreation | Swimming Pool Renovations | In Progress |  | Active | -100 | 4000000 | 2018 | - | 0 | - | 0 | - | 0 | CIP 2018 | - | 0 | -100
5 | Public Safety | Animal Shelter | In Progress |  | Active | -100 | 500000 | 2018 | - | 0 | - | 0 | - | 0 | CIP 2018 | - | 0 | -100
6 | Public Works | Force Main Design | In Progress |  | Active | -100 | 2000000 | 2018 | - | 0 | - | 0 | - | 0 | CIP 2018 | - | 0 | -100
7 | Community Development | Flooding | In Progress |  | Active | -100 | 2000000 | 2018 | - | 0 | - | 0 | - | 0 | CIP 2018 | - | 0 | -100
8 | Fire | Fire Station | In Progress |  | Active | -100 | 20000000 | 2018 | - | 0 | - | 0 | - | 0 | CIP 2018 | - | 0 | -100
9 | Public Works | S. Meals Ave | In Progress |  | Active | -100 | 2000000 | 2018 | - | 0 | - | 0 | - | 0 | CIP 2018 | - | 0 | -100
10 | Ports & Harbor | Kelsey Dock Phase 2 | In Progress |  | Active | -100 | 2000000 | 2018 | - | 0 | - | 0 | - | 0 | CIP 2018 | - | 0 | -100
11 | Public Works | New Well | In Progress |  | Active | -100 | 1000000 | 2018 | - | 0 | - | 0 | - | 0 | CIP 2018 | - | 0 | -100
12 | Public Works / Econ Dev | Whalen Ave | Design (on hold?) |  | Active | -100 | 2000000 | 2018 | - | 0 | - | 0 | - | 0 | CIP 2018 | - | 0 | -100
13 | Valdez City Schools | GMS & VHS Concrete Replacement | Replace sidewalk & paving & High School. Replace failed concrete at GMS | Trip hazard | Active | -100 | 375000 | 2018 | Life Safety | 1 | 1 | 3 | Failed | 1 | Maj. Maint. | - | 0 | -100
14 | Public Works | Glacier Haul Rd | upgrade dike with State's work | Emergency dike needs rebuilt to Engineer's specs | Active | -100 | 500000 | 2018 | Failed System | 10 | 1 | 3 | Failed | 1 | Maj. Maint. | - | 0 | -100
15 | Hospital* | ATS & Generator Extension to Hospital | Evaluate & replace ATS on generator to be effective during brown-outs. Expand service of generator to power Clinic. | Regulatory mandated ATS' function within 10 seconds. Not currently automatically transfering during brown-outs. Clinic not on Hospital back-up power. | Active | -100 | 100000 | 2018 | Life Safety | 1 | 1 | 3 | Failed | 1 | Maj. Maint. | - | 0 | -100 |  | Hospital* paid & managed by Prov
15 | Civic Center | Re Staining & Exterior Improvements | Restain the building, fix front entry doors, add covered area at rear ADA/ Emergency exit (Scope includes VCS Admin office for synergies) | The front doors are in dire need of repair. The locks are sticky and supposedly we cannot get parts for them anymore. The handicap automatic door is not a true automatic door becaue although the front door opens, the second door to the artic entryway does not. We need to either fix the doors or replace them. | Active | -100 | 650000 | 2018 | Failed System | 10 | 1 | 3 | Failed | 1 | Maj. Maint. | - | 0 | -100
16 | Capital Facilities | Airport Hvac | Replace broken Airhandler | Unable to legally rent or occupy space as is. Code required update. | Active | -100 | 500000 | 2019 | Failed System | 10 | 1 | 3 | <1 Year | 3 | CIP 2018 |  | #N/A | -100
17 | Capital Facilities | Airport & PD Offices | Add office space at City Hall & Airport for new FTEs | New employees need work spaces. Use current office areas to create new offices. | Active | -100 | 250000 | 2019 | Operational Improvement | #N/A | 1 | 3 | <1 Year | 3 | CIP 2018 |  | #N/A | -100
18 | Ports & Harbor | VCT & SBH Upgrades | In Progress | Repair Items Identified in the 2015 Underwater Inspection Report. Defering this project will cause catostrophic failure of the VCT infrastructure. | Active | -100 | ` | 2018 | Lifecycle replacement | #N/A | - | 0 | <1 Year | 3 | CIP 2018 | - | 0 | -100
19 | Fire | Fire Station Mitigation | In Progress | Roof, Decon Room, HVAC, Exhaust System | Active | -100 | 500000 | 2018 | Life Safety | 1 | 1 | 3 | <1 Year | 3 | CIP 2018 | - | 0 | -100
20 | Park Maintenance | Replace N. Meyring Picnic Shelter | Erect new picnic structure in location of existing failing structure. | Facility is quite old and has shown severe signs of aging in the past 2 summers, It is a high use facility in the summer | Active | -100 | 350000 | 2018 | Life Safety | 1 | 1 | 3 | <1 Year | 3 | Maj. Maint. | - | 0 | -100
15 | Valdez Senior Center, Inc. | Apartment Upgrades | Replace carpeting & vinyl flooring; refinish kitchen cabinets; replace existing appliances; new backsplashes and counter tops; replace built in wall ovens and flat top burners with single stove w/built in overhead microwave ovens; redo electrical wiring for stoves that isn't up to code; interior painting; replace existing overhead light fixtures; upgrade entire bathrooms with new vanities, raised toilets, light fixtures, medicine cabinets, and step in showers with grab bars & shower seats. | The apartments are over 30 years old and are in serious need of upgrade. Approximately one-half of the apartments need most of the upgrades listed. All but 5 apartments need showers replaced due to inaccessible bathtubs. Two tenants are currently in serious need of shower replacements; both are unable to step over the high sides of their bathtubs to shower. | Active | -100 | 170000 | 2018 | Lifecycle replacement | #N/A | 1 | 3 | <1 Year | 3 | Maj. Maint. | - | 0 | -100
15 | Valdez Senior Center, Inc. | Hot Water Power Booster | A hot water power booster is needed under the kitchen commercial dishwasher | This is a safety issue. As a City facility in Valdez serving food, we are required to maintain certain water temperatures during dishwasher wash & rinse cycles to assure items are being sterilized and sanitized. | Active | -100 | 28000 | 2018 | Failed System | 10 | 1 | 3 | <1 Year | 3 | Maj. Maint. | - | 0 | -100
15 | Valdez City Schools | District Office Boiler Replacement | Replace boiler system | Work ongoing with Water Damage from HWH | Active | -100 | 150000 | 2018 | Lifecycle replacement | #N/A | 1 | 3 | 1-2 years | 4 | Maj. Maint. | - | 0 | -100
15 | Ports & Harbor | Kelsey Dock Interpretive Project Phase 2 Up-Land Side | Remove the Yellow Building and replace with public event and gathering space. Move Museum. | Improve the location and desirability for public and incoming cruise ship industry port of calls. | Active | -100 | 4000000 | 2018 | Capital Investment | 50 | 2 | 6 | 1-2 years | 4 | CIP | - | 0 | -100
15 | Ports & Harbor | Security/Operations Camera System VCT, Airport, and the Small Boat Harbor | Install cameras at the all Port and Harbor facilities. | This allows for staff to maintain control of facilities from off site locations and manage the Port and Harbor Facilities. | Active | -100 | 300000 | 2018 | Operational Improvement | #N/A | 4 | 12 | 3-5 years | 16 | CIP | - | 0 | -100
15 | Museum | New Museum Facility | Consolidate infrastructure for operational improvements, space, environmental and human resource effciencies | See Museum Master Interpretive Plan | Active | -100 | 28000000 | 2018 | Capital Investment | 50 | 3 | 9 | 5-10 years | 32 | CIP | - | 0 | -100
15 | Park Maintenance | Remove old Picnic Shelters at Civic Center | Replace with decorative landscape | UPDATE: Moved in 2018- Needs $ to finish in 2019 supports have been evaluated by an engineer and recommended to remove ASAP | Active | -100 | 10000 | 2018 | - | 0 | 1 | 3 | <1 Year |  | Maj. Maint. | In House | -30 | -100
29 | Building Maintenance/Public Works | Baler OHD Replacement | Replace Fabric doors at Baler | Old doors are damaged and at end of life. | - | 0 | 120000 | 2018 | Life Safety | 1 | 1 | 3 | Failed | 1 | Maj. Maint. | In House | -30 | -30
30 | Public Works | Mezanine at PW shop | Needs weight rating/ OSHA Requirement |  | - | 0 | 5000 | 2018 | Life Safety | 1 | 1 | 3 | <1 Year | 3 | Maj. Maint. | In House | -30 | -28
31 | Fire | Station #4, Back up power | Back-up Power for Station | Designated shelter will not function with no power | - | 0 | 90000 | 2018 | Life Safety | 1 | 2 | 6 | 1-2 years | 4 | CIP | In House | -30 | -24 |  | Done, need to find generator
32 | Hospital* | 1 button Lockdown - security enhancements | Install lock-down button at the nurses station | facility security | - | 0 |  | 2018 | Life Safety | 1 | 1 | 3 | Failed | 1 | CIP | - | 0 | 0
33 | Public Works | Generator at PW Shop | Emergency generator controls regularly malfunction | Emergency generator controls | - | 0 | 4000 | 2018 | Life Safety | 1 | 1 | 3 | <1 Year | 3 | Maj. Maint. | - | 0 | 2 |  | Add to generator annual contract
34 | Valdez City Schools | VHS-HHES Generator replacement (and switches) | State has indicated replacement is nec | Outlived life expectency | - | 0 | 1500000 | 2018 | Life Safety | 1 | 1 | 3 | <1 Year | 3 | Maj. Maint. | - | 0 | 2
35 | Park Maintenance | Mitigate safety issues at shooting range | Additional fill/targets/soil/fencing | Constant problem | - | 0 | 250000 | 2018 | Life Safety | 1 | 2 | 6 | Failed | 1 | Maj. Maint. | - | 0 | 3
36 | Hospital* | Imaging Hallway Doors - Locked | Add alarm lock to the fire system | door can't be locked at all times, but would help deter people from coming down the hallway HIPA | - | 0 |  | 2018 | Life Safety | 1 | 2 | 6 | <1 Year | 3 | Maj. Maint. | - | 0 | 5
37 | Hospital* | Exterior Signage for ER | Lighted signage at both hospital entrance roads clearly identifying hospital, clinic and ER |  | - | 0 | 20000 | 2018 | Life Safety | 1 | 2 | 6 | <1 Year | 3 | Maj. Maint. | - | 0 | 5
38 | Ports & Harbor | Tour Dock Pump Out Replacement | Replace Failing Pump out System | Ensure Tour Vessel Operators can Pump Effluent from vessels | - | 0 | 125000 | 2018 | Failed System | 10 | 1 | 3 | Failed | 1 | Maj. Maint. | - | 0 | 9
39 | Public Works | Glacier Haul Rd | Armor the edge by balefield/ add rip-rap and dig in a toe | Landfill protection. Repair river scour from 2017 | - | 0 | 250000 | 2018 | Failed System | 10 | 1 | 3 | Failed | 1 | Maj. Maint. | - | 0 | 9
40 | Ports & Harbor | Replace Decking Kelsey Dock | Wear Decking has failed in a number of places | Needs replaced before structure is compromised. | - | 0 | 600000 | 2018 | Failed System | 10 | 1 | 3 | Failed | 1 | Maj. Maint. | - | 0 | 9
41 | Hospital* | Sewer / Grease Trap | Big Dipper like at middle school |  | - | 0 | 4000 | 2018 | Failed System | 10 | 1 | 3 | Failed | 1 | Maj. Maint. | - | 0 | 9
42 | Valdez City Schools | Waterline replacement VHS | Waterlines are nearly non functional | Outlived life expectency | - | 0 | 1500000 | 2018 | Failed System | 10 | 1 | 3 | Failed | 1 | Maj. Maint. | - | 0 | 9
43 | Valdez City Schools | Waterline replacement HHES | waterlines are nearly non functional | outlived life expectency | - | 0 | 1500000 | 2018 | Failed System | 10 | 1 | 3 | Failed | 1 | Maj. Maint. | - | 0 | 9
44 | Valdez City Schools | Waterline Replacement District Office | waterlines are nearly non functional | outlived life expectency | - | 0 | 35000 | 2018 | failed System | 10 | 1 | 3 | Failed | 1 | Maj. Maint. | - | 0 | 9
45 | Building Maintenance | Panic Hardware and ADA upgrades | Install Panic Hardware on Hall doors City Hall | Doors are not in fire code compliance. | - | 0 | 25000 | 2018 | Life Safety | 1 | 2 | 6 | 1-2 years | 4 | Maj. Maint. | - | 0 | 6
46 | Ports & Harbor | Replace Electrical Vaults in the Small Boat Harbor Maintenance Pads | Replace Failing Electrical Service Vaults int eh Small Boat Harbor Uplands or in new location identified in the Master Plan | Failed Sysytem with a poor design | - | 0 | 750000 | 2018 | Life Safety | 1 | 2 | 6 | 1-2 years | 4 | Maj. Maint. | - | 0 | 6
47 | Hospital* | Lift Install Phase II | Install lifts as previously installed in facility | approx. 1/3 of facility is complete | - | 0 | 100000 | 2018 | Life Safety | 1 | 2 | 6 | 1-2 years | 4 | CIP | - | 0 | 6
48 | Hospital* | Psych Ed | Designate area for Psych | need safe place for psych room | - | 0 | 30000 | 2018 | Life Safety | 1 | 2 | 6 | 1-2 years | 4 | Maj. Maint. | - | 0 | 6
49 | Parks & Recreation | Rec Center ADA Upgrades | Whole facility ADA compliant upgrades | Need to ensure ADA accessibility to facility. | - | 0 | 275000 | 2018 | Failed System | 10 | 2 | 6 | - | 0 | Maj. Maint. | - | 0 | 11
50 | Public Works | Repair sewer main between Lift Stations 2 &3 | Pipe was potentially damaged by well point installed for nearby water main construction; Recommend TV line to look at condition; Evaluate feasibility of trenchless repair. |  | - | 0 | 100000 | 2018 | Failed System | 10 | 1 | 3 | <1 Year | 3 | Maj. Maint. | - | 0 | 11
51 | Hospital* | White Noise Machines | Add white noise machines at behavioral health | Can hear in the hallway at times | - | 0 | 30000 | 2018 | Failed System | 10 | 1 | 3 | <1 Year | 3 | Maj. Maint. | - | 0 | 11
52 | Fire | Station #4, Shelter Up-grade | Design | St #4 does not function as a shelter | - | 0 | 300000 | 2018 | Life Safety | 1 | 3 | 9 | 1-2 years | 4 | CIP | - | 0 | 9
53 | Ports & Harbor | VCT Barge Landing Repair/Replace Bulkhead | Needs some structural repairs and improvements. | Storms have washed out and damaged the landing. The Barge Landing is critical to 30% of the freight moving across the VCT. AML uses this landing to off load all of their freight year round. | - | 0 | 750000 | 2019 | Failed System | 10 | 2 | 6 | <1 Year | 3 | CIP | - | 0 | 14
54 | Public Works | Harbor office fish clean station has water line break that needs repaired. Replace valves and sidewalk | underground waterline break |  | - | 0 | 100000 | 2018 | Failed System | 10 | 2 | 6 | <1 Year | 3 | Maj. Maint. | - | 0 | 14
55 | Civic Center | Door cut between concession and tickets | We desperately need a doorway between concessions and tickets to allow heat to disperse and communication between the two areas during a movie | The concession stand gets so hot in the summer it melts the chocolate products. It would also allow us to potentially use less staff if you could move between one line and another with ease during a slower movie. | - | 0 | 25000 | 2018 | Failed System | 10 | 2 | 6 | <1 Year | 3 | CIP | - | 0 | 14
56 | Hospital | Water Drainage | Loading Dock needs more drainage spring thaw and rain will fill the area. | Need to remove water and ponding. | - | 0 | 90000 | 2018 | Failed System | 10 | 1 | 3 | 1-2 years | 4 | Maj. Maint. | - | 0 | 12
57 | Fire | Fire Hydrant Replacement - In fill | Replace out dated infrustructure | On-going program, multi year | - | 0 | 500000 | 2018 | Failed System | 10 | 2 | 6 | 1-2 years | 4 | Maj. Maint. | - | 0 | 15
58 | Public Works | Senior Center Rd/parking lot corner removal | corner needs to be reworked for snow removal | will improve access around Hospital and Senior Center | - | 0 | 250000 | 2018 | Failed System | 10 | 2 | 6 | 1-2 years | 4 | CIP | - | 0 | 15
59 | Public Works | Repair sewer main at animal shelter | Gravel in line indicates pipe failure; Recommend TV line to look at condition. | Fix failing pipe | - | 0 | 150000 | 2018 | Failed System | 10 | 2 | 6 | 1-2 years | 4 | Maj. Maint. | - | 0 | 15
60 | Hospital* | Fire Wall Compliance Project |  | Imaging Office window and Speech Office Window out of compliance. | - | 0 | 10000 | 2018 | Failed System | 10 | 2 | 6 | 1-2 years | 4 | Maj. Maint. | - | 0 | 15
61 | Hospital* | Boiler Revent |  | Ventilation on boilers needs upgraded | - | 0 | 8000 | 2018 | Failed System | 10 | 2 | 6 | 1-2 years | 4 | Maj. Maint. | - | 0 | 15
62 | Civic Center | Oak in hall along heating vents needs refinishing. | The oak along the heating vents takes a lot of sun damage and heat exposure. Through the years it has become discolored and in serious need of refinishing. | This area is highly visual as it is the are people go to look out the windows at one of the best views in Valdez. It's unnattractive to look at sun discolored and spot stained oak trim. | - | 0 | 15000 | 2018 | Deferred Maintenance | #N/A | 3 | 9 | 3-5 years | 16 | Maj. Maint. | In House | -30 | #N/A
63 | Parks & Recreation | Rec Center New flooring | Replace tiles in entry way; kitchen; dance floor, & carpeting | Carpet is worn and has outlived useful service life | - | 0 | 75000 | 2018 | Lifecycle replacement | #N/A | 2 | 6 | - | 0 | Maj. Maint. | - | 0 | #N/A
64 | Park Maintenance | Repair/Replace picnic shelters at Glacier Campground, Alpine Woods, Robe River Park, Dock Point | Structures need to be maintained preparatory for replacement. Support posts are rotting. | Evaluation complete in 2017 | - | 0 | 250000 | 2018 | Lifecycle replacement | #N/A | 7 | 20 | 3-5 years | 16 | Maj. Maint. | In House | -30 | #N/A
65 | Hospital* | WanderGuard Upgrade |  | Current radio frequencies have multiple interferences | - | 0 | 30000 | 2018 | Lifecycle replacement | #N/A | 1 | 3 | <1 Year | 3 | Maj. Maint. | - | 0 | #N/A
66 | Civic Center | New weather stripping around catering doors, loading dock doors, roof access hatch and theatre man doors. | Cold air just pours in around the doors near the kitchen and loading dock. | Improvement of heating efficiency. | - | 0 | 15000 | 2018 | Failed System | 10 | 3 | 9 | 1-2 years | 4 | Maj. Maint. | - | 0 | 18
67 | Ports & Harbor | Harbor Boardwalk Reconstruction | Replace failling Harbor Boardwalks and Rest Shelters. | Triping Hazzards and Failied Harbor walks. | - | 0 | 450000 | 2018 | Failed System | 10 | 3 | 9 | 1-2 years | 4 | Maj. Maint. | - | 0 | 18
68 | Public Works | Baler Roof | Roof Repalcement | Leaks | - | 0 | 150000 | 2018 | Lifecycle replacement | #N/A | - | 0 | 1-2 years | 4 | Maj. Maint. | - | 0 | #N/A
69 | Hospital | Emergency Department Entrance Redesign | Create a triage desk and waiting area upon entrance to the hospital. Move the morgue to the back of the hospital. | Infection Prevention, security, Privacy for removal of remains from the morgue, safety of employees moving remains - hard to lift and move remains from current room. | - | 0 | 300000 | 2018 | Life Safety | 1 | 4 | 12 | 3-5 years | 16 | CIP | - | 0 | 24
70 | Building Maintenance | Boiler Replacement Council Chambers | Replace aged boiler | Council Boiler is old and we can't get parts for it. | - | 0 | 30000 | 2018 | Failed System | 10 | 4 | 12 | 1-2 years | 4 | Maj. Maint. | - | 0 | 21
71 | Building Maintenance | New Carpet Council Chambers | Replace warn out Carpet in Council | Carpet is warn and frayed causes a trip hazard. | - | 0 | 15000 | 2018 | Failed System | 10 | 4 | 12 | 1-2 years | 4 | Maj. Maint. | - | 0 | 21 |  | Need to measure
72 | Library | Library and Staff Restrooms | There are four public restrooms in the library and one staff restroom. Two of the public restrooms are located on the main floor and two on the basement level. Each restroom needs updated fixtures,new flooring,counter tops,and automatic doors(public restrooms only). | The current restrooms are functional,but not ADA compliant. Each restroom has big heavy door that is difficult to manage for anyone with impaired mobility. Fixtures are very out of date. Any public facility in the City should have restrooms that are ADA accessible,and all of our patrons would benefit from an upgrade to our restrooms. | - | 0 | 500000 | 2018 | Lifecycle replacement | #N/A | 3 | 9 | Failed | 1 | Maj. Maint. | - | 0 | #N/A |  | ADA Compliance?
73 | Civic Center | Emergency Lighting in Theatre | When the theatre lights go down, the only lighting available to patrons are the theatre stair lights. It's incredibly hard to see in there and would be very hard to exit in a hurry in the event of an emergency. | The level of difficulty to navigate the stairs during a movie is a safety hazzard. | - | 0 | 25000 | 2018 | Lifecycle replacement | #N/A | 1 | 3 | 1-2 years | 4 | Maj. Maint. | - | 0 | #N/A
74 | Hospital | Chiller Replacement | retrofit or replace the chiller | Freon will become obsolete in 2020 | - | 0 | 250000 | 2018 | Lifecycle replacement | #N/A | 1 | 3 | 1-2 years | 4 | Maj. Maint. | - | 0 | #N/A
75 | Library/Building Maintenance | Replace Library Windows | 13 windows (7 that open) along the back wall of the main floor of the library need to be replaced with more energy efficient windows that can be locked. | Of the seven windows that open,five have broken latches and cannot be closed securely. Each window has a 1/2 inch gap in the top,so even when closed the windows are not air tight. In the winter, sometimes windows are drilled shut,to prevent them from blowing open in the wind. This means the windows cannot be opened in case of fire or another emergency. All of the windows have blinds inside the two panes of glass,and most of the blinds no longer work. Bottom line,these windows are energy inefficient and pose a security risk. | - | 0 | 25000 | 2018 | Lifecycle replacement | #N/A | 1 | 3 | 1-2 years | 4 | Maj. Maint. | - | 0 | #N/A
76 | Museum | HVAC at Main Museum | Replace Failing HVAC at Main Museum | See RSA Report, Freon obsolete in 2020 | - | 0 | 250000 | 2018 | Lifecycle replacement | #N/A | 1 | 3 | 1-2 years | 4 | Maj. Maint. | - | 0 | #N/A
77 | Civic Center | Carpet on theatre stairs. | The last time the carpet was replaced in the building (around 2009) the theatre stair carpet was not replaced. It is old and frayed in some places and is in need of replacement. | Tripping hazzard and visual improvement. | - | 0 | 35000 | 2018 | Lifecycle replacement | #N/A | 1 | 3 | 1-2 years | 4 | Maj. Maint. | - | 0 | #N/A
78 | Ports & Harbor | VCT Waterline Repair/Replacement | Replace Failed Water System at the VCT | Failed Does not supply enough water for Fire Safety. | - | 0 | 1500000 | 2018 | Failed System | 10 | 2 | 6 | 3-5 years | 16 | CIP | - | 0 | 27
79 | Capital Facilities / Valdez City Schools | VHS Exterior caulking | Expansion joint caulking at the high school exterior |  | - | 0 | 300000 | 2019 | Failed System | 10 | 10 | 21 | Failed | 1 | Maj. Maint. | - | 0 | 27 |  | Add City Hall & Library
80 | Parks & Recreation | REC CENTER Remodel | See combined Rec Center Scopes | Facility has outlived current use and function. | - | 0 | 2000000 | 2018 | Lifecycle replacement | #N/A | 2 | 6 | 1-2 years | 4 | CIP | - | 0 | #N/A
81 | Information Technology | Build New Data Center (Server Room) | Current server room lacks proper climate control, fire suppression system, flooring, cooling, etc. Timing might be dependent on future building (e.g. Fire Department). | Existing server room has been "built over time" and lacks many of the industry standard attributes to run a safe and efficient location for IT servers and network equipment. | - | 0 | TBD | 2018 | Lifecycle replacement | #N/A | 2 | 6 | 1-2 years | 4 | CIP | - | 0 | #N/A |  | Remove?
82 | Museum | HVAC at Annex | Replace Inadequate HVAC at Annex | While the library is not the cause of the imbalance, the warehouse facility does not function well with the climate control system | - | 0 | 250000 | 2018 | Lifecycle replacement | #N/A | 2 | 6 | 1-2 years | 4 | Maj. Maint. | - | 0 | #N/A
83 | Valdez Senior Center, Inc. | Carpeting for VSC facility offices and stairs | Replace original carpeting in two front offices, two upstairs offices and stairway. Repair damaged floor in Director's office. | The carpeting in the facility is very old and stained. It is too worn to clean and is unsightly to the public. VSC needs to project a professional image to the public. | - | 0 | 15000 | 2018 | Lifecycle replacement | #N/A | 2 | 6 | 1-2 years | 4 | Maj. Maint. | - | 0 | #N/A
84 | Valdez City Schools | VHS Library Window replacement | Replace windows of VHS library | Window seals leak | - | 0 | 1500000 | 2018 | Failed System | 10 | 12 | 22 | <1 Year | 3 | Maj. Maint. | - | 0 | 30
85 | Building Maintenance | Boiler Mates at the Senior Center | Replace Domestic Hot Water makers at Senior Center | Old Hot Water makers are at end of service life and inefficient. | - | 0 | 20000 | 2018 | Lifecycle replacement | #N/A | 4 | 12 | <1 Year | 3 | Maj. Maint. | - | 0 | #N/A
86 | Building Maintenance | Replace Side walk at City Hall | Replace old broken sidewalk | Frost heave broken side walk | - | 0 | 250000 | 2018 | Failed System | 10 | 6 | 18 | 1-2 years | 4 | Maj. Maint. | - | 0 | 27
87 | Valdez City Schools | VHS Boys/Girls Locker Room Renovation | update locker room | ADA Noncompliant | - | 0 | 500000 | 2019 | Failed System | 10 | 18 | 25 | Failed | 1 | Maj. Maint. | - | 0 | 31
88 | Hospital* | Re-key Facility | Replace locks and re-key |  | - | 0 | 20000 | 2018 | Deferred Maintenance | #N/A | 1 | 3 | <1 Year | 3 | Maj. Maint. | - | 0 | #N/A
89 | Building Maintenance | New AC for Museum | Replace Air Conditioners at the Museum | Existing Liberst use R-22 Freon Gas that has been discontinued. Replacing AC is better than adapting for new Freon. | - | 0 | 250000 | 2018 | Lifecycle replacement | #N/A | 3 | 9 | 1-2 years | 4 | Maj. Maint. | - | 0 | #N/A
90 | Building Maintenance | Replace Fuel Tank Senior Center | Replace AST Fuel Tank Senior Center | AST fuel Tank is rusted badly should be replaced. | - | 0 | 50000 | 2018 | Lifecycle replacement | #N/A | 3 | 9 | 1-2 years | 4 | Maj. Maint. | - | 0 | #N/A
91 | Ports & Harbor | Replace Rest Areas in the Small Boat Harbor Boardwalks | Wood Structures Replacement for picnic and bench shelters | Failing and Due to be replaced | - | 0 | 50000 | 2018 | Lifecycle replacement | #N/A | 3 | 9 | 1-2 years | 4 | Maj. Maint. | - | 0 | #N/A
92 | Valdez Senior Center, Inc. | PVC siding of entire VSC building | Repair damage; staff with Stan P. who is aware of scope of work involved. The scope of work is outside the realm of VSC's operating budget. | Repair of damaged siding will resolve existing issues and prevent additional buckling from occurring to the structure. Outside siding problems could lead to leaking issues that could impact other operations. | - | 0 | 60000 | 2018 | Lifecycle replacement | #N/A | 3 | 9 | 1-2 years | 4 | Maj. Maint. | - | 0 | #N/A
93 | Public Works | Public Works office- 2nd exit | We have a emergency window ladder only |  | - | 0 | 75000 | 2018 | Life Safety | 1 | 7 | 20 | 3-5 years | 16 | CIP | - | 0 | 32
94 | Animal Control | Animal Shelter Floor Replacement | Replace Animal Shelter Flooring throughout the building (except Kennel area and Garage area) | Flooring is in need of replacement and is in a high-traffic, high-visibility area | - | 0 | 35000 | 2018 | Lifecycle replacement | #N/A | 1 | 3 | 3-5 years | 16 | Maj. Maint. | - | 0 | #N/A
95 | Civic Center | LED Lighting for theatre. | We currently have approximately two hundred (200) 750-1000 Watt theatre lights. Not only is the lighting technology antiquated, but it's costly to run when we have a need theatre lights. We could replace the theatre lights in stages, doing one pipe at a time and it would not be such an all-at-once financial hit. This would help to bring our theatre up-to-date will others around the country as all are switching to LED theatrical lights. | Cost efficiency and modernization. | - | 0 | 250000 | 2018 | Lifecycle replacement | #N/A | 1 | 3 | 3-5 years | 16 | Maj. Maint. | - | 0 | #N/A
96 | Museum | LED Lighting Replacement | Upgrade Lighting in Facility to LED | Electrical savings potential | - | 0 | 150000 | 2018 | Lifecycle replacement | #N/A | 4 | 12 | 1-2 years | 4 | Maj. Maint. | - | 0 | #N/A
97 | Hospital* | Speaker/Overhead Paging Upgrade | Add speakers and adjust volume on current system |  | - | 0 |  | 2018 | Lifecycle replacement | #N/A | 4 | 12 | 1-2 years | 4 | Maj. Maint. | - | 0 | #N/A
98 | Ports & Harbor | Small Boat Harbor Major Reconstruction | Replace H-K Docks, Repair/relocated Boat Lifting Pier and Operations, Replace the Tour Dock, Replace the Travelift, and maximise float capacity. | End of life expectancy and needs to be replaced ($5M Grant money) | - | 0 | 10000000 | 2018 | Deferred Maintenance | #N/A | 1 | 3 | 1-2 years | 4 | CIP | - | 0 | #N/A
99 | Park Maintenance | Re-grade Black Gold Park for proper drainage and to make it usable area in the summer | Regrade and improve drainage | Large ponds form and water never drains off the park. | - | 0 | 350000 | 2018 | Failed System | 10 | 5 | 15 | 3-5 years | 16 | Maj. Maint. | - | 0 | 36
100 | Building Maintenance | Sloped roofs for well houses | Install sloping roofs on Well/Pump houses | Flat roofs are failing and allowing water to damage interior of buildings | - | 0 | 250000 | 2018 | Failed System | 10 | 5 | 15 | 3-5 years | 16 | CIP | - | 0 | 36
101 | Ports & Harbor | Harbor Office and Maintenance Building | Remodel/Replace Existing Harbor Office and Maitnenance Building. Create aditional work spaces, laundry, showers, and indoor maintenance areas. | Current Harbor Offices are past their original life expectancy | - | 0 | 3000000 | 2018 | Lifecycle replacement | #N/A | 2 | 6 | 3-5 years | 16 | CIP | - | 0 | #N/A
102 | Public Works | Mineral Creek Bridge Repairs | Repair as per ADOT Engineer's report |  | - | 0 | 1000000 | 2018 | Deferred Maintenance | #N/A | 2 | 6 | 1-2 years | 4 | Maj. Maint. | - | 0 | #N/A
103 | Valdez City Schools | VHS Windows | Replace exterior windows | outlived life expectency | - | 0 |  | 2019 | Lifecycle replacement | #N/A | 9 | 21 | <1 Year | 3 | Maj. Maint. | - | 0 | #N/A |  | Need to count
104 | Public Works | Upgrade HVAC System |  |  | - | 0 | 50000 | 2018 | Deferred Maintenance | #N/A | - | 0 | 3-5 years | 16 | Maj. Maint. | - | 0 | #N/A
105 | Building Maintenance | Baler Floor Repair | Install new Acid resistant concrete and slope to drain | Existing floor is spalling bad and does not drain. | - | 0 | 500000 | 2018 | Failed System | 10 | 8 | 20 | 3-5 years | 16 | Maj. Maint. | - | 0 | 41
106 | Police | LED conversion for PD | Convert existing lights to LED | Well over 100 lights in an area that has employees working 24 hours a day, 7 days a week, 365 days a year. The coversion will pay for itself in a matter of two years | - | 0 | 40000 | 2018 | Operational Improvement | #N/A | 1 | 3 | <1 Year | 3 | Maj. Maint. | - | 0 | #N/A |  | Is this done?
107 | Fire | Fire Training Facility | Design, Construct | Currently, no facility to train at and no props | - | 0 | 2500000 | 2018 | Operational Improvement | #N/A | 1 | 3 | <1 Year | 3 | CIP | - | 0 | #N/A
108 | Information Technology | Fiber Optic Runs Throughout City | City-wide; begin 2018 and grow through future years. | Greater control of network, improved security, cost of time. | - | 0 | TBD | 2018 | Operational Improvement | #N/A | 1 | 3 | <1 Year | 3 | CIP | - | 0 | #N/A
109 | Public Works | New sand shed roof | at city shop | roof leaks | - | 0 | 10000 | 2018 | Deferred Maintenance | #N/A | 3 | 9 | 1-2 years | 4 | Maj. Maint. | - | 0 | #N/A
110 | Public Works | Hanagita Warehouse Resided/ Concrete Floor | Needs to be resided and have a concrete floor and lights installed | Building is critical indoor storage but it needs a facelift | - | 0 | 200000 | 2018 | Deferred Maintenance | #N/A | 3 | 9 | 1-2 years | 4 | Maj. Maint. | - | 0 | #N/A
111 | Public Works | Doors at PW Shop | need, hinges, and weather striping | Doors are sagging and weather stipping is worn/ leaking | - | 0 | 60000 | 2018 | Deferred Maintenance | #N/A | 3 | 9 | 1-2 years | 4 | Maj. Maint. | - | 0 | #N/A
112 | Ports & Harbor | Concrete Re-sealing for all Port and Harbor Concrete surfaces | Concrete Prep and Re-sealing of the VCT float, Kelsey Plaza, and Stand Stephens Plaz areas. | The Port would like to meet industry standard Operations and Maintenance standards for Marine Infrastructures to prolong concrete life expectancy and maintenance requirements. (every 5 years) | - | 0 | 75000 | 2018 | Deferred Maintenance | #N/A | 3 | 9 | 1-2 years | 4 | Maj. Maint. | - | 0 | #N/A
113 | Ports & Harbor | Airport Parking Lot Improvements and paving | Improve drainage and repair failed paving areas | Pay some now or pay more later. | - | 0 | 75000 | 2018 | Deferred Maintenance | #N/A | 3 | 9 | 1-2 years | 4 | Maj. Maint. | - | 0 | #N/A
114 | Ports & Harbor | Stan Stephens parking lot and plaza repairs | Repair curbs, concrete walks, decking, and interpretive shelter. | Damaged walks and Curbs are an eyesore and if left unrepaired will eventually cause additional construction replacement costs. | - | 0 | 125000 | 2018 | Deferred Maintenance | #N/A | 3 | 9 | 1-2 years | 4 | Maj. Maint. | - | 0 | #N/A
115 | Valdez City Schools | VHS Exterior Door Replacement & Security Upgrades | Replace exterior doors | outlived life expectency | - | 0 | 1500000 | 2018 | Lifecycle replacement | #N/A | 7 | 20 | 1-2 years | 4 | Maj. Maint. | - | 0 | #N/A
116 | Valdez City Schools | HHES Exterior Door Replacement & Security Upgrades | Replace exterior doors | outlived life expectency | - | 0 | 1500000 | 2018 | Lifecycle replacement | #N/A | 8 | 20 | 1-2 years | 4 | Maj. Maint. | - | 0 | #N/A
117 | Public Works | Back-up well for Well No. 4 | Install two test wells in the vicinity of Well No. 4; Develop one into a new production well. | Add needed redundancy and capacity to City water system | - | 0 | 2500000 | 2018 | Operational Improvement | #N/A | - | 0 | 1-2 years | 4 | CIP | - | 0 | #N/A
118 | Public Works | Bypass at Lift Station 1 | Valves and quick-disconnect pump connection on force main to isolate station and allow bypass pumping. | Will allow bypass pumping during emergency shutdown of lift station | - | 0 | 100000 | 2018 | Operational Improvement | #N/A | - | 0 | 1-2 years | 4 | CIP | - | 0 | #N/A |  | See Force Main
119 | Public Works | Electric line over Senior Center Road | Need to be removed for snow removal safety | Dangerous for snow removal operations | - | 0 | 5000 | 2018 | Operational Improvement | #N/A | - | 0 | 1-2 years | 4 | Maj. Maint. | - | 0 | #N/A
120 | Ports & Harbor | VCT Comfort Stations | There are no Restroom open to the Users of the VCT other than the properties being leased | Portable toilets are t $400 each plus fees. | - | 0 |  | 2019 | Operational Improvement | #N/A | - | 0 | 1-2 years | 4 | CIP | - | 0 | #N/A
121 | Valdez City Schools | VHS Backetball Backboard Lift Replacements | Mechanical issues, outdated without replacement parts | outlived life expectency | - | 0 | 250000 | 2019 | Lifecycle replacement | #N/A | 22 | 27 | Failed | 1 | Maj. Maint. | - | 0 | #N/A
122 | Public Works | South Harbor Drive complete rebuild | Replace: water, sewer, storm, gutter/sidewalk, sub-base, pavement | pavement and utilities are all in poor condition due to age. | - | 0 | 8000000 | 2018 | Deferred Maintenance | #N/A | 1 | 3 | 3-5 years | 16 | CIP | - | 0 | #N/A |  | Pavement Management Plan
123 | Ports & Harbor | Marine Infrastructure underwater/Inpsection | This item is reoccuring every 5 years and should be built intot he long term plan. | Maintenance is less costly than replacement. | - | 0 | 250000 | 2018 | Deferred Maintenance | #N/A | 1 | 3 | 3-5 years | 16 | Maj. Maint. | - | 0 | #N/A
124 | Hospital | LTC 2 hour fire wall | Add the the wall separating long term care | reduces liability during inspections | - | 0 | 110000 | 2018 | Operational Improvement | #N/A | 2 | 6 | <1 Year | 3 | Maj. Maint. | - | 0 | #N/A
125 | Public Works | Comprehensive reservoir evaluation and cleaning | Perform comprehensive evaluation of tank interiors and robotic tank cleaning; Project is ongoing. | Identify maintenance issues | - | 0 | 40000 | 2018 | Deferred Maintenance | #N/A | 4 | 12 | 1-2 years | 4 | Maj. Maint. | - | 0 | #N/A
126 | Public Works | Public Works office new flooring | orginal | hard to clean | - | 0 | 5000 | 2018 | Deferred Maintenance | #N/A | 4 | 12 | 1-2 years | 4 | Maj. Maint. | - | 0 | #N/A
127 | Public Works | New overhead lights installed in Maintenance Shop | Replace all overhead lights in main shop | Old lights are failing. Replace with new technology/ lower energy consumption lights. Install contactor. | - | 0 | 25000 | 2018 | Deferred Maintenance | #N/A | 4 | 12 | 1-2 years | 4 | Maj. Maint. | - | 0 | #N/A |  | Done?
128 | Valdez City Schools | HHES Roof & Siding Replacement | Roof has exhausted its life expectancy |  | - | 0 | 850000 | 2018 | Lifecycle replacement | #N/A | 13 | 23 | 1-2 years | 4 | Maj. Maint. | - | 0 | #N/A
129 | Valdez City Schools | HHES Cafeteria floor | tile floor replacement necessary | floor has settled, deteriorated, tiles loose | - | 0 | 850000 | 2018 | Lifecycle replacement | #N/A | 14 | 23 | 1-2 years | 4 | Maj. Maint. | - | 0 | #N/A
130 | Police | Locker Room Remodel | Update/Remodel existing PD locker rooms | Locker rooms are outdated and in need of remodel/repair. They have been the same since at least 1999 | - | 0 | 40000 | 2018 | Deferred Maintenance | #N/A | 2 | 6 | 3-5 years | 16 | Maj. Maint. | - | 0 | #N/A
131 | Public Works | Re-pave/ Drainage Repair In Robe River Subdivision | Entire subdivision has failing asphalt and drainage issues | Aging infrastructure | - | 0 | 5000000 | 2018 | Deferred Maintenance | #N/A | 2 | 6 | 3-5 years | 16 | CIP | - | 0 | #N/A |  | Pavement Management Plan
132 | Public Safety | Dispatch exterior door and balcony | Build a small balcony off of the south side wall of Dispatch, install sliding door or exterior door | Dispatchers work long hours (12) in which they are unable to leave their work station - doing this project would allow them the ability to step outside and get fresh air/sunshine while still performing their job functions | - | 0 | 20000 | 2018 | Operational Improvement | #N/A | 2 | 6 | 1-2 years | 4 | CIP | - | 0 | #N/A
133 | Civic Center | Blinds for the large southern-facing windows. | During the summer, especially during events like Theatre Conference, the heat coming off the windows reaches temperatures of 100+. It is the largest source of heat for the building and of course we have no air conditioning in this building. It helps during the summer tremendously if you can shut the blinds during the peak hours of sun. Because the windows are so large, an automated open/close or up/down type of blinds would be tremendously helpful. | Our summers are not getting cooler. We need to find some way to combat the heat in the building and the blinds would help greatly. | - | 0 | 65000 | 2018 | Operational Improvement | #N/A | 2 | 6 | 1-2 years | 4 | CIP | - | 0 | #N/A
134 | Public Works | Water service at Lift Stations | Install water service for wash down at Lift Stations 2, 3, 4, 5, & 6 |  | - | 0 | 50000 | 2018 | Operational Improvement | #N/A | 5 | 15 | - | 0 | CIP | - | 0 | #N/A
135 | Park Maintenance | Gold Fields Upgrades | Repaint and trim Gold Fields Facility and new fenceline/dugouts/upper level office remodel | Wood rot in facility and original construction (circa 1980s) fence line deteriorating. | - | 0 | 150000 | 2018 | Deferred Maintenance | #N/A | 3 | 9 | 3-5 years | 16 | Maj. Maint. | - | 0 | #N/A
136 | Ports & Harbor | VCT Floating Dock | Concrete and Cables are end of life expectancy and failing. | Critical Port Infrastructure | - | 0 | 15000000 | 2018 | Lifecycle replacement | #N/A | 1 | 3 | 5-10 years | 32 | CIP | - | 0 | #N/A
137 | Valdez City Schools | VHS Overhang Repair | Repair the over hang at high school to add insulation to stop the cold air from entering the building |  | - | 0 | 25000 | 2019 | Deferred Maintenance | #N/A | 6 | 18 | 1-2 years | 4 | Maj. Maint. | - | 0 | #N/A
138 | Public Works | WWTP Improvements | New headworks screening and septage receiving; New Biolac aeration system in Lagoon 2 | Improve efficiency of treatment lagoons | - | 0 | 1500000 | 2018 | Operational Improvement | #N/A | - | 0 | 3-5 years | 16 | CIP | - | 0 | #N/A |  | Force Main'
139 | Hospital | Well | Add well, for water redundancy as well as use with chiller | Water redundancy | - | 0 | 375000 | 2018 | Operational Improvement | #N/A | - | 0 | 3-5 years | 16 | CIP | - | 0 | #N/A
140 | Public Works | Reroute Lift Station 3 force main | Reroute force main to manhole upstream of Lift Station 4; Eliminates manifold connection to Lift Station 1 force main. | Will eliminate small force main back-up | - | 0 | 175000 | 2018 | Operational Improvement | #N/A | - | 0 | 3-5 years | 16 | CIP | - | 0 | #N/A |  | Force Main'
141 | Park Maintenance | Replace Alpine Woods Outhouse | Replace Outhouse at Alpine woods park nearest tennis court with Romtec | Structure is failing. | - | 0 | 85000 | 2018 | Lifecycle replacement | #N/A | 7 | 20 | 3-5 years | 16 | Maj. Maint. | - | 0 | #N/A
142 | Ports & Harbor | Airport Remodel | Airport Lobby Remodel, new lighting and interior décor. | Dated and aged lobby/welcoming Port | - | 0 | 300000 | 2018 | Lifecycle replacement | #N/A | 7 | 20 | 3-5 years | 16 | Maj. Maint. | - | 0 | #N/A
143 | Valdez City Schools | VHS Entryway Flooring |  | outlived life expectency | - | 0 | 20000 | 2019 | Lifecycle replacement | #N/A | 26 | 29 | 1-2 years | 4 | Maj. Maint. | - | 0 | #N/A
144 | Police | PD Storage (including secure evidence) | A dedicated secure building for PD storage (bomb equipment, etc.) as well as secure evidence storage (vehicles). Will require electric and heat - maybe not water | Lack of storage and no secure evidence locations for large evidence items such as vehicles. Basically a copy of the existing Trooper building near DOT. | - | 0 | 50000 | 2018 | Operational Improvement | #N/A | 3 | 9 | 1-2 years | 4 | CIP | - | 0 | #N/A |  | Kelsey Phase 2?
145 | Valdez City Schools | Sidewalk replacement District Office | Existing sidewalks deteriorated | outlived life expectency | - | 0 | 150000 | 2018 | Lifecycle replacement | #N/A | 25 | 29 | 1-2 years | 4 | Maj. Maint. | - | 0 | #N/A
146 | Valdez City Schools | Demand Control Kitchen Ventilation Controls | All school Kitchen Vent Hoods | outlived life expectency | - | 0 | 250000 | 2019 | Lifecycle replacement | #N/A | 27 | 30 | 1-2 years | 4 | Maj. Maint. | - | 0 | #N/A
147 | Valdez City Schools | Replace Freezer/cooler at VHS/HHES Bus Barn | Replace Motor with emc motor and coils and evapator | outlived life expectency | - | 0 | 500000 | 2019 | Lifecycle replacement | #N/A | 28 | 30 | 1-2 years | 4 | Maj. Maint. | - | 0 | #N/A
148 | Public Works/Beautification | Gazebo on Egan, mason work on statue gazebo floor | Rock has fallen off for years. Was put there by council years ago, gazebo floor, perhaps rain gutters | One of the first things tourists see as they drive in to town | - | 0 | 20000 | 2018 | Deferred Maintenance | #N/A | 4 | 12 | 3-5 years | 16 | Maj. Maint. | - | 0 | #N/A
149 | Library | Lighting | Replace all fluorescent and other bulbs in the library with energy efficient bulbs and update the light fixtures in the library. | The library has a very high electrical bill every year. Fluorescent bulbs have proven to be energy inefficient and there are better alternatives out there. If we update the fixtures and choose different bulbs, we should see a decrease in the electricity bill. Also, the cast of light from fluorescent bulbs is difficult on the eyes and not ideal for reading and work on computers. Changing out the bulbs and fixtures will also improve the overall look of the library. | - | 0 | 45000 | 2018 | Deferred Maintenance | #N/A | 4 | 12 | 3-5 years | 16 | Maj. Maint. | - | 0 | #N/A
150 | Animal Control | Replace Incinerator in Animal Shelter | Replace Incinerator in Animal Shelter | End of life cycle (this one bought in 2005 and estimated life cycle is 20 years) | - | 0 | 100000 | 2018 | Lifecycle replacement | #N/A | 2 | 6 | 5-10 years | 32 | Maj. Maint. | - | 0 | #N/A
151 | Park Maintenance | Cemetary Expansion | Fill in center of Memorial Cemetary to add lots | Need more lot space at cemetary. | - | 0 | 150000 | 2018 | Operational Improvement | #N/A | 1 | 3 | 3-5 years | 16 | CIP | - | 0 | #N/A
152 | Parks & Recreation | Audio/Visual upgrades for meeting space |  |  | - | 0 |  | 2018 | Capital Investment | 50 | - | 0 | - | 0 | Maj. Maint. | - | 0 | 45
153 | Hospital* | High Level Disinfectant Processing Room Division | split room dirty room for scope processing - clean and dirty area or move scope to clean room. | High level disinfectant (HDL) Processing Room | - | 0 |  | 2018 | Capital Investment | 50 | - | 0 | - | 0 | Maj. Maint. | - | 0 | 45
154 | Valdez City Schools | Exterior shop doors replacement | Shop doors need replacement | Doors have exhausted their life expectency | - | 0 | 5000 | 2018 | Lifecycle replacement | #N/A | 34 | 33 | 1-2 years | 4 | Maj. Maint. | - | 0 | #N/A
155 | Ports & Harbor | RE Staight Building Remodel | Building needs a remodel | Maintain the building | - | 0 | 100000 | 2018 | Deferred Maintenance | #N/A | 5 | 15 | 3-5 years | 16 | Maj. Maint. | - | 0 | #N/A
156 | Police | PD Impound Lot | Clear existing dedicated lot, establish driveway and install gate | Lack of qualified impound options | - | 0 | 40000 | 2018 | Operational Improvement | #N/A | 5 | 15 | 1-2 years | 4 | CIP | - | 0 | #N/A
157 | Museum | Restroom Remodel | Upgrade Restrooms & make ADA Compliant if possible | access/necessary upkeep | - | 0 | 200000 | 2018 | Deferred Maintenance | #N/A | 6 | 18 | 3-5 years | 16 | Maj. Maint. | - | 0 | #N/A
158 | Animal Control | Wildlife Viewing Platform | Wildlife viewing platform on Dayville Road, west of the Hatchery. | Plans already exist - wildlife viewing platform at Dayville Road to allow point for people to view wildlife while also controlling their movement and establishing better public safety (less bear v. people encounters) | - | 0 | 50000 | 2018 | Operational Improvement | #N/A | 3 | 9 | 3-5 years | 16 | CIP | - | 0 | #N/A
159 | Parks & Recreation | Rec Center Canopy & storage Addition | Add storage and extend patio roof | Storage for activities is currently limited to single storage shed. Expanding the patio would allow actual use of the space. Currently too small to be functional. | - | 0 |  | 2018 | Capital Investment | 50 | 2 | 6 | - | 0 | CIP | - | 0 | 51
160 | Parks & Recreation | Rec Center New lighting | Replace lighting with LED & add lighting where needed | interior partitions reduce light and LEDs can be an energy savings | - | 0 | 25000 | 2018 | Capital Investment | 50 | 2 | 6 | - | 0 | Maj. Maint. | - | 0 | 51
161 | Parks & Recreation | Rec Center Exterior upgrades & expanded parking | restain/repaint building. Add/ upgrade exterior lighting. Expand parking and add second driveway into facility. | more users need parking with expanded services. Exterior is dated and in need of maintenance that has been deferred. | - | 0 |  | 2018 | Capital Investment | 50 | 2 | 6 | - | 0 | Maj. Maint. | - | 0 | 51
162 | Park Maintenance | Replace tennis courts at Alpine woods park | Surface needs redone |  | - | 0 | 60000 | 2018 | Deferred Maintenance | #N/A | 8 | 20 | 3-5 years | 16 | CIP | - | 0 | #N/A
163 | Community Development | Robe River/Corbin area sewer extension | Install sanitary sewer system to Robe River and Corbin Creek, link to treament plant. | Engineering done in 2010 due to too high of density of septic systems. New subdivision to begin construction in 2018. Public health and safety issue, possible natural resource degredation. | - | 0 | 8000000 | 2018 | Capital Investment | 50 | 1 | 3 | <1 Year | 3 | CIP | - | 0 | 51
164 | Museum | Carpet Replacement | Replace worn carpet when necessary | necessary upkeep | - | 0 | 65000 | 2018 | Lifecycle replacement | #N/A | 5 | 15 | 5-10 years | 32 | Maj. Maint. | - | 0 | #N/A
165 | Valdez City Schools | Storm Drain Repair District Office | Storm drain has deteriorated | storm drain has collapsed…erosion | - | 0 | 50000 | 2018 | Operational Improvement | #N/A | 20 | 26 | Failed | 1 | Maj. Maint. | - | 0 | #N/A
166 | Hospital | Campus Wide Walking Path | Connect sidewalks and out onto lawn for long term care residents (benches) | Safety of mobile residents, health of staff | - | 0 | 250000 | 2018 | Operational Improvement | #N/A | 4 | 12 | 3-5 years | 16 | CIP | - | 0 | #N/A
167 | Building Maintenance | Replace parking lot lights City Hall | Replace the lights at City Hall | Exterior Lights are rusted and need replacing | - | 0 | 50000 | 2018 | Deferred Maintenance | #N/A | 12 | 22 | 3-5 years | 16 | Maj. Maint. | - | 0 | #N/A
168 | Ports & Harbor | Under Ground the Power Lines VSBH | Underground overhead Power Lines at the SBH Snow Lot | Allow us to use the boat lift across the street. | - | 0 | 150000 | 2018 | Operational Improvement | #N/A | 4 | 12 | 3-5 years | 16 | CIP | - | 0 | #N/A
169 | Ports & Harbor | Underground the Power Lines at the entrance to the VCT and create staging area for trucks |  | Allows for overheight loads to be moved up the Richardson without the Power Company coming to lower the lines and interrupt service. Provides additional staging for trucks waiting to pick up frieght. | - | 0 | 350000 | 2018 | Operational Improvement | #N/A | 4 | 12 | 3-5 years | 16 | CIP | - | 0 | #N/A
170 | Public Works | Water main valve replacements, city-wide | Evaluate condition of existing water main valves and replace nonfunctioning valves | Replace aged, leaking or stuck water main valves | - | 0 | 5000000 | 2018 | Deferred Maintenance | #N/A | 2 | 6 | 5-10 years | 32 | Maj. Maint. | - | 0 | #N/A
171 | Public Works | Covered Vehicle Parking | Covered area for trash trucks | Protection from weather and animals for expensive equipment | - | 0 | 150000 | 2018 | Operational Improvement | #N/A | 5 | 15 | 3-5 years | 16 | CIP | - | 0 | #N/A
172 | Hospital* | Wireless AlarmLock | Upgrade to bluetooth alarmlocks |  | - | 0 |  | 2018 | Operational Improvement | #N/A | 5 | 15 | 3-5 years | 16 | Maj. Maint. | - | 0 | #N/A
173 | Public Works | Snow shed roof at LS# 5,7 and 8. | Install pitched roofs to eliminate snow loading and frequent shoveling | would eliminate need to shovel roofs often during the winter | - | 0 | 150000 | 2018 | Operational Improvement | #N/A | 5 | 15 | 3-5 years | 16 | CIP | - | 0 | #N/A
174 | Public Works | Build a new Solid Waste transfer site | Transfer site for Baler location | Will make Baler operations more efficient | - | 0 | 750000 | 2018 | Operational Improvement | #N/A | 5 | 15 | 3-5 years | 16 | CIP | - | 0 | #N/A
175 | Valdez City Schools | VHS Roof | Replace roof due to leaks |  | - | 0 | 650000 | 2019 | Deferred Maintenance | #N/A | 19 | 26 | 3-5 years | 16 | Maj. Maint. | - | 0 | #N/A
176 | Park Maintenance | Ski Hill Upgrades | Replace Ski Hill Bull wheel and cable/facility building repairs | Purchased used and lifespan is undetermined. | - | 0 | 75000 | 2018 | Lifecycle replacement | #N/A | 10 | 21 | 5-10 years | 32 | Maj. Maint. | - | 0 | #N/A
177 | Community Development | Corbin Creek/Robe River water system expansion | Install water system in Corbin Creek subdivision, link to existing system in Robe River subdiv. | Residents have foul water in their private wells. Engineering was done in 2010. Would make further development in the area more feasible. | - | 0 | 2200000 | 2018 | Capital Investment | 50 | 2 | 6 | 1-2 years | 4 | CIP | - | 0 | 55
178 | Hospital* | Landscaping (see walking path) | Landscaping Plan for Cafeteria end of hospital. | Give Residents, Patients and their families a comfortable, inviting outdoor space. | - | 0 | 15000 | 2018 | Operational Improvement | #N/A | 6 | 18 | 3-5 years | 16 | CIP | - | 0 | #N/A
179 | Valdez City Schools | Electrical support for HHES | Need to add add'l service to HHES | Electrical access not meeting needs | - | 0 | 150000 | 2018 | Operational Improvement | #N/A | 21 | 27 | 1-2 years | 4 | Maj. Maint. | - | 0 | #N/A
180 | Hospital | Priority 4 LTC expansion |  |  | - | 0 | 3500000 | 2018 | Operational Improvement | #N/A | 7 | 20 | 3-5 years | 16 | CIP | - | 0 | #N/A
181 | Building Maintenance | New Floor Maintenance Shop Offices | Replace damaged Tarkett Flooring | Flooring is damaged and difficult to clean. | - | 0 | 15000 | 2018 | Lifecycle replacement | #N/A | 16 | 24 | 5-10 years | 32 | Maj. Maint. | - | 0 | #N/A
182 | Community Development | Utility expansion for Airport Industrial Subdivision. | Expand water and sewer systems to include a loop from Atigun to Airport Rd, via Rudolph St. | Planning is well underway for a new zoning district and sales of City land in this subdivision, but all is dependent on access to public utilities. | - | 0 | 1500000 | 2018 | Capital Investment | 50 | 3 | 9 | 1-2 years | 4 | CIP | - | 0 | 58
183 | Ports & Harbor | Dry Stack Facility | Construct an enclosed upland vessel storage and launch facility. | Meet demand for vessels slips and increase revenue in the Harbor enterprise fund. Dry stack is cheaper to construct and maintain than in water slips. | - | 0 | 22000000 | 2018 | Capital Investment | 50 | 3 | 9 | 1-2 years | 4 | CIP | - | 0 | 58
184 | Building Maintenance | Remodel City Hall reception | Replace Fire door and create a Bay window and new counter | Staff can't see customers approach. Old Fire door doesn't work. | - | 0 | 50000 | 2018 | Operational Improvement | #N/A | 10 | 21 | 3-5 years | 16 | CIP | - | 0 | #N/A
185 | Building Maintenance | Add Prox Locks to City Buildings | Prox Locks for exterior doors | Add security and make it possible to track keys better. | - | 0 | 35000 | 2018 | Operational Improvement | #N/A | 11 | 22 | 3-5 years | 16 | CIP | - | 0 | #N/A
186 | Ports & Harbor | New Boat Harbor Fuel Float and infrastructure | Install tanks and Pumps for New Boat Harbor Fuel Delivery. | Avoide congestion in the old boat harbor, and provide fuel vendor and consessions to the masses. | - | 0 | 4500000 | 2018 | Capital Investment | 50 | 4 | 12 | 1-2 years | 4 | CIP | - | 0 | 61
187 | Valdez City Schools | VHS LED Lights | LED Parking Lot Lights |  | - | 0 | 50000 | 2019 | Operational Improvement | #N/A | 15 | 24 | 3-5 years | 16 | Maj. Maint. | - | 0 | #N/A
188 | Valdez City Schools | HHES Bleacher Replacement | Replace Bleachers |  | - | 0 | 350000 | 2019 | Operational Improvement | #N/A | 16 | 24 | 3-5 years | 16 | CIP | - | 0 | #N/A
189 | Valdez City Schools | VHS/HHES Appliance upgrade to LP | Switch elementary and high school kitchen appliances from electric to LP |  | - | 0 |  | 2019 | Operational Improvement | #N/A | 17 | 25 | 3-5 years | 16 | CIP | - | 0 | #N/A
190 | Parks & Recreation | Rec Center Gym Addition | Addition of gymnasium/ walking track / extended kitchen with more than one work station (stove, sink, fridge)/ class space | Adding a gym would allow users a gym space after school, currently difficult to schedule gyms with all the school activities. | - | 0 | 2000000 | 2018 | Capital Investment | 50 | 2 | 6 | 3-5 years | 16 | CIP | - | 0 | 67
191 | Park Maintenance | Replace Gold Fields Electronic clock system |  |  | - | 0 | 20000 | 2018 | Deferred Maintenance | #N/A | 7 | 20 | 5-10 years | 32 | Maj. Maint. | - | 0 | #N/A
192 | Parks & Recreation | Eco-Counter | track the number of people entering our parks and trails | data to use for master plan | - | 0 | 400000 | 2019 | Capital Investment | 50 | 7 | 20 | 1-2 years | 4 | CIP | - | 0 | 69
193 | Ports & Harbor | Sea Otter Cell Pile and Expansion | Create upland space and waterfront facilities on the Sea Otter Property | Additional Waterfront Dockage and fish processing capabilities. | - | 0 | 10000000 | 2018 | Capital Investment | 50 | 4 | 12 | 3-5 years | 16 | CIP | - | 0 | 73
194 | Public Works | Covered Equipment extended | Current equipment shed too narrow, much of the large equipment exposed to the weather | To shelter expensive equipment from the weather | - | 0 | 1000000 | 2018 | Operational Improvement | #N/A | 6 | 18 | 5-10 years | 32 | CIP | - | 0 | #N/A
195 | Hospital | Back up generator | Back to the back-up generator | redundancy that may become required to meet future codes. | - | 0 | 400000 | 2018 | Operational Improvement | #N/A | 6 | 18 | 5-10 years | 32 | CIP | - | 0 | #N/A
196 | Parks & Recreation | Covered play ground | covered/indoor playground located on Rec Center grounds | all year access for youth | - | 0 | 500000 | 2019 | Capital Investment | 50 | 5 | 15 | 3-5 years | 16 | CIP | - | 0 | 76
197 | Public Works | Public Works Kitchen upgrade | We are a emergency shelter for HH, would be nice to be able to cook | would add ability to cook in emergency situations | - | 0 | 20000 | 2018 | Operational Improvement | #N/A | 8 | 20 | 5-10 years | 32 | CIP | - | 0 | #N/A
198 | Hospital | Daycare site adjacent to LTC | Add a wing to the facility for daycare center |  | - | 0 | 2000000 | 2018 | Capital Investment | 50 | - | 0 | 5-10 years | 32 | CIP | - | 0 | 77
199 | Public Safety | Dispatch Remodel | Remodel / Update Dispatch | End of life cycle for equipment (10 years) | - | 0 | 400000 | 2018 | Lifecycle replacement | #N/A | 3 | 9 | 10+ Years | 64 | Maj. Maint. | - | 0 | #N/A
200 | Hospital | Priority 3 Assited Living |  |  | - | 0 | 5000000 | 2018 | Capital Investment | 50 | 6 | 18 | 3-5 years | 16 | CIP | - | 0 | 79
201 | Valdez City Schools | Bleachers for GMS | Bleachers for football field | Part of original scope | - | 0 | 200000 | 2018 | Capital Investment | 50 | 30 | 31 | <1 Year | 3 | CIP | - | 0 | 79
202 | Hospital | Gas appliances in Dietary | replace electric appliances with propane. | More efficient with gas appliances | - | 0 | 30000 | 2018 | Operational Improvement | #N/A | 14 | 23 | 5-10 years | 32 | Maj. Maint. | - | 0 | #N/A
203 | Valdez City Schools | Science Room Remodel VHS | replace outdated equipment/tables | Not meeting needs of dept | - | 0 | 350000 | 2018 | Capital Investment | 50 | 23 | 28 | 1-2 years | 4 | Maj. Maint. | - | 0 | 77
204 | Parks & Recreation | TreeWalk Village Tree Top Trekking Adventure Park for Kids & adults | Adventours, fun, unique opportunity for the community and visitors |  | - | 0 | 750000 | 2019 | Capital Investment | 50 | 7 | 20 | 3-5 years | 16 | CIP | - | 0 | 81
205 | Parks & Recreation | New Park in Old town | a new park and small boat launch | Amazing opportunity for the communtiy to access a beautiful part of Historic Valdez | - | 0 |  | 2019 | Capital Investment | 50 | 7 | 20 | 3-5 years | 16 | CIP | - | 0 | 81
206 | Valdez City Schools | GMS storage building | Building for maintenance equipment | Critical to have storage | - | 0 | 400000 | 2018 | Capital Investment | 50 | 33 | 33 | <1 Year | 3 | CIP | - | 0 | 81 |  | Remaining Middle School money
207 | Valdez City Schools | GMS Vestibule/Access | Covered entryway to weight room | additional protection to access | - | 0 | 75000 | 2018 | Capital Investment | 50 | 31 | 32 | 1-2 years | 4 | CIP | - | 0 | 81 |  | Remaining Middle School money
208 | Valdez City Schools | Pool Access Siding replacement | Siding has been damaged over the years | This is main pool entry | - | 0 | 100000 | 2018 | Capital Investment | 50 | 32 | 32 | 1-2 years | 4 | Maj. Maint. | - | 0 | 81
209 | Valdez City Schools | VHS Concessions | VHS needs permanent concession that meets code/standards | Temporary set ups no longer adequate | - | 0 | 500000 | 2018 | Capital Investment | 50 | 24 | 28 | 3-5 years | 16 | CIP | - | 0 | 89
210 | Community Development | Connect N.Sawmill Dr. to Atigun Dr., and pave. | Extend N. Sawmill Dr. north approx. 1200' to connect to Atigun St. Would need to pave all of Sawmill Dr. as well. | Would help the expansion of Airport Industrial Subdiv, and provide easier access for emergency response. | - | 0 | 850000 | 2018 | Capital Investment | 50 | 4 | 12 | 5-10 years | 32 | CIP | - | 0 | 89
211 | Park Maintenance | Ruth Pond, dredge pond |  |  | - | 0 | 25000 | 2018 | Lifecycle replacement | #N/A | 10 | 21 | 10+ Years | 64 | Maj. Maint. | - | 0 | #N/A
212 | Park Maintenance | Resurface Tennis/basketball courts |  |  | - | 0 | 400000 | 2018 | Lifecycle replacement | #N/A | 10 | 21 | 10+ Years | 64 | Maj. Maint. | - | 0 | #N/A
213 | Valdez City Schools | District Vehicle Storage | Safe storage of District vehicles | Storeage provides safe secure location extending our vehicle life | - | 0 | 1500000 | 2018 | Capital Investment | 50 | 29 | 31 | 3-5 years | 16 | CIP | - | 0 | 92
214 | Hospital | Priority 2 Master Site & Facility Plan - Rehabilitation & Out-patient Expansion (overall plan needs refreshed) | Behaviorial Health expansion per the master plan | Limits inspections for accreditation as well as provides privacy and meets operational needs of department. | - | 0 | 5000000 | 2018 | Capital Investment | 50 | 5 | 15 | 5-10 years | 32 | CIP | - | 0 | 92
215 | Park Maintenance | Add new Columbarium |  | Running out of spaces. | - | 0 | 50000 | 2018 | Capital Investment | 50 | 5 | 15 | 5-10 years | 32 | Maj. Maint. | - | 0 | 92
216 | Police | New Police Station | Build new Police Station and Jail attached to the newly constructed Fire Station | As an alternative to the aforementioned smaller items….. | - | 0 | 15000000 | 2018 | Capital Investment | 50 | 6 | 18 | 5-10 years | 32 | CIP | - | 0 | 95
217 | Ports & Harbor | Marine Industrial Repair, maintenance, inspection, demolision at the old town site. | Create infrastructure to remove vessels from the water and laydown yard space for storage,maintenance and repair. | The entire Small Boat Harbor area is congested and overgrown. The current Boat Repair yard is over grown and the electrical vaults need to be replaced. Movign this to old town makes sense and allows for private development around the City facilities. Create additional industry and Port Revenues. | - | 0 | 30000000 | 2018 | Capital Investment | 50 | 6 | 18 | 5-10 years | 32 | CIP | - | 0 | 95
218 | Parks & Recreation | Ropes Course | provide a destination corporate and youth teambuilding opporunity | nothing is present south east of Anchorage | - |  | 1500000 | 2019 | Capital Investment | 50 | 9 | 21 | 5-10 years | 32 | CIP | - | 0 | 98
219 | Library | ADA Access to the Upstairs | Provide ADA access to 2nd floor of Library | The only way to access the upstairs of the library is by taking the stairs. | - | 0 | 350000 | 2018 | Operational Improvement | #N/A | 8 | 20 | 10+ Years | 64 | CIP | - | 0 | #N/A
220 | Hospital | Kitchen in LTC | Additional kitchen for LTC meals | Would be nice to have | - | 0 | 100000 | 2018 | Capital Investment | 50 | 15 | 24 | 10+ Years | 64 | CIP | - | 0 | 133
[6 empty] | #N/A | 0 | [9 empty] | #N/A
[6 empty] | #N/A | 0 | [9 empty] | #N/A

## Building Maint (hidden)
Building Maintenance
# | Department | Project Name | Brief Description | Justification | Status | Estimated Cost | Fiscal Year | Funding
1 | Building Maintenance/Public Works | Baler OHD Replacement | Replace Fabric doors at Baler | Old doors are damaged and at end of life. | - | 120000 | 2018 | Maj. Maint.
2 | Building Maintenance | Panic Hardware and ADA upgrades | Install Panic Hardware on Hall doors City Hall | Doors are not in fire code compliance. | - | 25000 | 2018 | Maj. Maint.
3 | Building Maintenance | Boiler Replacement Council Chambers | Replace aged boiler | Council Boiler is old and we can't get parts for it. | - | 30000 | 2018 | Maj. Maint.
4 | Building Maintenance | New Carpet Council Chambers | Replace warn out Carpet in Council | Carpet is warn and frayed causes a trip hazard. | - | 15000 | 2018 | Maj. Maint.
5 | Building Maintenance | Boiler Mates at the Senior Center | Replace Domestic Hot Water makers at Senior Center | Old Hot Water makers are at end of service life and inefficient. | - | 20000 | 2018 | Maj. Maint.
6 | Building Maintenance | Replace Side walk at City Hall | Replace old broken sidewalk | Frost heave broken side walk | - | 250000 | 2018 | Maj. Maint.
7 | Building Maintenance | New AC for Museum | Replace Air Conditioners at the Museum | Existing Liberst use R-22 Freon Gas that has been discontinued. Replacing AC is better than adapting for new Freon. | - | 250000 | 2018 | Maj. Maint.
8 | Building Maintenance | Replace Fuel Tank Senior Center | Replace AST Fuel Tank Senior Center | AST fuel Tank is rusted badly should be replaced. | - | 50000 | 2018 | Maj. Maint.
9 | Building Maintenance | Sloped roofs for well houses | Install sloping roofs on Well/Pump houses | Flat roofs are failing and allowing water to damage interior of buildings | - | 250000 | 2018 | CIP
10 | Building Maintenance | Baler Floor Repair | Install new Acid resistant concrete and slope to drain | Existing floor is spalling bad and does not drain. | - | 500000 | 2018 | Maj. Maint.
11 | Building Maintenance | Replace parking lot lights City Hall | Replace the lights at City Hall | Exterior Lights are rusted and need replacing | - | 50000 | 2018 | Maj. Maint.
12 | Building Maintenance | New Floor Maintenance Shop Offices | Replace damaged Tarkett Flooring | Flooring is damaged and difficult to clean. | - | 15000 | 2018 | Maj. Maint.
13 | Building Maintenance | Remodel City Hall reception | Replace Fire door and create a Bay window and new counter | Staff can't see customers approach. Old Fire door doesn't work. | - | 50000 | 2018 | CIP
14 | Building Maintenance | Add Prox Locks to City Buildings | Prox Locks for exterior doors | Add security and make it possible to track keys better. | - | 35000 | 2018 | CIP
17
18
19
20
21
22
23
24
25
26
27
28
29
30

## Civic Center (hidden)
Civic Center
# | Department | Project Name | Brief Description | Justification | Status | Estimated Cost | Fiscal Year | Funding
1 | Civic Center | Re Staining & Exterior Improvements | Restain the building, fix front entry doors, add covered area at rear ADA/ Emergency exit (Scope includes VCS Admin office for synergies) | The front doors are in dire need of repair. The locks are sticky and supposedly we cannot get parts for them anymore. The handicap automatic door is not a true automatic door becaue although the front door opens, the second door to the artic entryway does not. We need to either fix the doors or replace them. | Active | 650000 | 2018 | Maj. Maint.
2 | Civic Center | Door cut between concession and tickets | We desperately need a doorway between concessions and tickets to allow heat to disperse and communication between the two areas during a movie | The concession stand gets so hot in the summer it melts the chocolate products. It would also allow us to potentially use less staff if you could move between one line and another with ease during a slower movie. | - | 25000 | 2018 | CIP
3 | Civic Center | Oak in hall along heating vents needs refinishing. | The oak along the heating vents takes a lot of sun damage and heat exposure. Through the years it has become discolored and in serious need of refinishing. | This area is highly visual as it is the are people go to look out the windows at one of the best views in Valdez. It's unnattractive to look at sun discolored and spot stained oak trim. | - | 15000 | 2018 | Maj. Maint.
4 | Civic Center | New weather stripping around catering doors, loading dock doors, roof access hatch and theatre man doors. | Cold air just pours in around the doors near the kitchen and loading dock. | Improvement of heating efficiency. | - | 15000 | 2018 | Maj. Maint.
5 | Civic Center | Emergency Lighting in Theatre | When the theatre lights go down, the only lighting available to patrons are the theatre stair lights. It's incredibly hard to see in there and would be very hard to exit in a hurry in the event of an emergency. | The level of difficulty to navigate the stairs during a movie is a safety hazzard. | - | 25000 | 2018 | Maj. Maint.
6 | Civic Center | Carpet on theatre stairs. | The last time the carpet was replaced in the building (around 2009) the theatre stair carpet was not replaced. It is old and frayed in some places and is in need of replacement. | Tripping hazzard and visual improvement. | - | 35000 | 2018 | Maj. Maint.
7 | Civic Center | LED Lighting for theatre. | We currently have approximately two hundred (200) 750-1000 Watt theatre lights. Not only is the lighting technology antiquated, but it's costly to run when we have a need theatre lights. We could replace the theatre lights in stages, doing one pipe at a time and it would not be such an all-at-once financial hit. This would help to bring our theatre up-to-date will others around the country as all are switching to LED theatrical lights. | Cost efficiency and modernization. | - | 250000 | 2018 | Maj. Maint.
8 | Civic Center | Blinds for the large southern-facing windows. | During the summer, especially during events like Theatre Conference, the heat coming off the windows reaches temperatures of 100+. It is the largest source of heat for the building and of course we have no air conditioning in this building. It helps during the summer tremendously if you can shut the blinds during the peak hours of sun. Because the windows are so large, an automated open/close or up/down type of blinds would be tremendously helpful. | Our summers are not getting cooler. We need to find some way to combat the heat in the building and the blinds would help greatly. | - | 65000 | 2018 | CIP
11
12
13
14
15
16
17
18
19
20
21
22
23
24
25
26
27
28
29
30
31
32
33

## Comm Dev (hidden)
Community Development
# | Department | Project Name | Brief Description | Justification | Status | Estimated Cost | Fiscal Year | Funding
1 | Community Development | Flooding | In Progress |  | Active | 2000000 | 2018 | CIP 2018
2 | Community Development | Robe River/Corbin area sewer extension | Install sanitary sewer system to Robe River and Corbin Creek, link to treament plant. | Engineering done in 2010 due to too high of density of septic systems. New subdivision to begin construction in 2018. Public health and safety issue, possible natural resource degredation. | - | 8000000 | 2018 | CIP
3 | Community Development | Corbin Creek/Robe River water system expansion | Install water system in Corbin Creek subdivision, link to existing system in Robe River subdiv. | Residents have foul water in their private wells. Engineering was done in 2010. Would make further development in the area more feasible. | - | 2200000 | 2018 | CIP
4 | Community Development | Utility expansion for Airport Industrial Subdivision. | Expand water and sewer systems to include a loop from Atigun to Airport Rd, via Rudolph St. | Planning is well underway for a new zoning district and sales of City land in this subdivision, but all is dependent on access to public utilities. | - | 1500000 | 2018 | CIP
5 | Community Development | Connect N.Sawmill Dr. to Atigun Dr., and pave. | Extend N. Sawmill Dr. north approx. 1200' to connect to Atigun St. Would need to pave all of Sawmill Dr. as well. | Would help the expansion of Airport Industrial Subdiv, and provide easier access for emergency response. | - | 850000 | 2018 | CIP
6
7
8
9
10
11
12
13
14
15
16
17
18
19
20
21
22
23
24
25
26
27
28
29

## Fire (hidden)
Fire
# | Department | Project Name | Brief Description | Justification | Status | Estimated Cost | Fiscal Year | Funding
1 | Fire | Fire Station | In Progress |  | Active | 20000000 | 2018 | CIP 2018
2 | Fire | Fire Station Mitigation | In Progress | Roof, Decon Room, HVAC, Exhaust System | Active | 500000 | 2018 | CIP 2018
3 | Fire | Station #4, Back up power | Back-up Power for Station | Designated shelter will not function with no power | - | 90000 | 2018 | CIP
4 | Fire | Station #4, Shelter Up-grade | Design | St #4 does not function as a shelter | - | 300000 | 2018 | CIP
5 | Fire | Fire Hydrant Replacement - In fill | Replace out dated infrustructure | On-going program, multi year | - | 500000 | 2018 | Maj. Maint.
6 | Fire | Fire Training Facility | Design, Construct | Currently, no facility to train at and no props | - | 2500000 | 2018 | CIP
7
8
9
10
11
12
13
14
15
16
17
18
19
20
21
22
23
24
25
26
27
28
29
30

## Library (hidden)
Library
# | Department | Project Name | Brief Description | Justification | Status | Estimated Cost | Fiscal Year | Funding
1 | Library | Library and Staff Restrooms | There are four public restrooms in the library and one staff restroom. Two of the public restrooms are located on the main floor and two on the basement level. Each restroom needs updated fixtures,new flooring,counter tops,and automatic doors(public restrooms only). | The current restrooms are functional,but not ADA compliant. Each restroom has big heavy door that is difficult to manage for anyone with impaired mobility. Fixtures are very out of date. Any public facility in the City should have restrooms that are ADA accessible,and all of our patrons would benefit from an upgrade to our restrooms. | - | 500000 | 2018 | Maj. Maint.
2 | Library/Building Maintenance | Replace Library Windows | 13 windows (7 that open) along the back wall of the main floor of the library need to be replaced with more energy efficient windows that can be locked. | Of the seven windows that open,five have broken latches and cannot be closed securely. Each window has a 1/2 inch gap in the top,so even when closed the windows are not air tight. In the winter, sometimes windows are drilled shut,to prevent them from blowing open in the wind. This means the windows cannot be opened in case of fire or another emergency. All of the windows have blinds inside the two panes of glass,and most of the blinds no longer work. Bottom line,these windows are energy inefficient and pose a security risk. | - | 25000 | 2018 | Maj. Maint.
3 | Library | Lighting | Replace all fluorescent and other bulbs in the library with energy efficient bulbs and update the light fixtures in the library. | The library has a very high electrical bill every year. Fluorescent bulbs have proven to be energy inefficient and there are better alternatives out there. If we update the fixtures and choose different bulbs, we should see a decrease in the electricity bill. Also, the cast of light from fluorescent bulbs is difficult on the eyes and not ideal for reading and work on computers. Changing out the bulbs and fixtures will also improve the overall look of the library. | - | 45000 | 2018 | Maj. Maint.
4 | Library | ADA Access to the Upstairs | Provide ADA access to 2nd floor of Library | The only way to access the upstairs of the library is by taking the stairs. | - | 350000 | 2018 | CIP
5
6
7
8
9
11
12
13
14
15
16
17
18
19
20
21
22
23
24
25
26
27
28
29
30
31
32
33

## IT (hidden)
IT
# | Department | Project Name | Brief Description | Justification | Status | Estimated Cost | Fiscal Year | Funding
1 | Information Technology | Build New Data Center (Server Room) | Current server room lacks proper climate control, fire suppression system, flooring, cooling, etc. Timing might be dependent on future building (e.g. Fire Department). | Existing server room has been "built over time" and lacks many of the industry standard attributes to run a safe and efficient location for IT servers and network equipment. | - | TBD | 2018 | CIP
2 | Information Technology | Fiber Optic Runs Throughout City | City-wide; begin 2018 and grow through future years. | Greater control of network, improved security, cost of time. | - | TBD | 2018 | CIP
3
4
5
6
7
8
9
10
11
12
13
14
15
16
17
18
19
20
21
22
23
24
25
26
27
28
29
30

## Museum (hidden)
Valdez Museum & Historical Archive
# | Department | Project Name | Brief Description | Justification | Status | Estimated Cost | Fiscal Year | Funding
1 | Museum | New Museum Facility | Consolidate infrastructure for Operational Imp.s, space, environmental and human resource effciencies | See Museum Master Interpretive Plan | Active | 28000000 | 2018 | CIP
2 | Museum | HVAC at Main Museum | Replace Failing HVAC at Main Museum | See RSA Report, Freon obsolete in 2020 | - | 250000 | 2018 | Maj. Maint.
3 | Museum | HVAC at Annex | Replace Inadequate HVAC at Annex | While the library is not the cause of the imbalance, the warehouse facility does not function well with the climate control system | - | 250000 | 2018 | Maj. Maint.
4 | Museum | LED Lighting Replacement | Upgrade Lighting in Facility to LED | Electrical savings potential | - | 150000 | 2018 | Maj. Maint.
5 | Museum | Restroom Remodel | Upgrade Restrooms & make ADA Compliant if possible | access/necessary upkeep | - | 200000 | 2018 | Maj. Maint.
6 | Museum | Carpet Replacement | Replace worn carpet when necessary | necessary upkeep | - | 65000 | 2018 | Maj. Maint.
7
8
9
10
11
12
13
14
15
16
17
18
19
20
21
22
23
24
25
26
27
28
29
30

## PVMC Hospital (hidden)
Providence Valdez Medical Center - Hospital
# | Department | Project Name | Brief Description | Justification | Status | Estimated Cost | Fiscal Year | Funding
1 | Hospital | Copper Piping / All Rooms | In Progress |  | Active | 3500000 | 2018 | CIP 2018
2 | Hospital | Water Drainage | Loading Dock needs more drainage spring thaw and rain will fill the area. | Need to remove water and ponding. | - | 90000 | 2018 | Maj. Maint.
3 | Hospital | Emergency Department Entrance Redesign | Create a triage desk and waiting area upon entrance to the hospital. Move the morgue to the back of the hospital. | Infection Prevention, security, Privacy for removal of remains from the morgue, safety of employees moving remains - hard to lift and move remains from current room. | - | 300000 | 2018 | CIP
4 | Hospital | Chiller Replacement | retrofit or replace the chiller | Freon will become obsolete in 2020 | - | 250000 | 2018 | Maj. Maint.
5 | Hospital | LTC 2 hour fire wall | Add the the wall separating long term care | reduces liability during inspections | - | 110000 | 2018 | Maj. Maint.
6 | Hospital | Well | Add well, for water redundancy as well as use with chiller | Water redundancy | - | 375000 | 2018 | CIP
7 | Hospital | Campus Wide Walking Path | Connect sidewalks and out onto lawn for long term care residents (benches) | Safety of mobile residents, health of staff | - | 250000 | 2018 | CIP
8 | Hospital | Priority 4 LTC expansion |  |  | - | 3500000 | 2018 | CIP
9 | Hospital | Back up generator | Back to the back-up generator | redundancy that may become required to meet future codes. | - | 400000 | 2018 | CIP
10 | Hospital | Daycare site adjacent to LTC | Add a wing to the facility for daycare center |  | - | 2000000 | 2018 | CIP
11 | Hospital | Priority 3 Assited Living |  |  | - | 5000000 | 2018 | CIP
12 | Hospital | Gas appliances in Dietary | replace electric appliances with propane. | More efficient with gas appliances | - | 30000 | 2018 | Maj. Maint.
13 | Hospital | Priority 2 Master Site & Facility Plan - Rehabilitation & Out-patient Expansion (overall plan needs refreshed) | Behaviorial Health expansion per the master plan | Limits inspections for accreditation as well as provides privacy and meets operational needs of department. | - | 5000000 | 2018 | CIP
14 | Hospital | Kitchen in LTC | Additional kitchen for LTC meals | Would be nice to have | - | 100000 | 2018 | CIP
15
16
17
18
19
20
21
22
23
24
25
26
27
28
29
30
31
32
33

## Park Maint (hidden)
Park Maintanence
# | Department | Project Name | Brief Description | Justification | Status | Estimated Cost | Fiscal Year | Funding
1 | Park Maintenance | Replace N. Meyring Picnic Shelter | Erect new picnic structure in location of existing failing structure. | Facility is quite old and has shown severe signs of aging in the past 2 summers, It is a high use facility in the summer | Active | 350000 | 2018 | Maj. Maint.
2 | Park Maintenance | Remove old Picnic Shelters at Civic Center | Replace with decorative landscape | UPDATE: Moved in 2018- Needs $ to finish in 2019 supports have been evaluated by an engineer and recommended to remove ASAP | Active | 10000 | 2018 | Maj. Maint.
3 | Park Maintenance | Mitigate safety issues at shooting range | Additional fill/targets/soil/fencing | Constant problem | - | 250000 | 2018 | Maj. Maint.
4 | Park Maintenance | Repair/Replace picnic shelters at Glacier Campground, Alpine Woods, Robe River Park, Dock Point | Structures need to be maintained preparatory for replacement. Support posts are rotting. | Evaluation complete in 2017 | - | 250000 | 2018 | Maj. Maint.
5 | Park Maintenance | Re-grade Black Gold Park for proper drainage and to make it usable area in the summer | Regrade and improve drainage | Large ponds form and water never drains off the park. | - | 350000 | 2018 | Maj. Maint.
6 | Park Maintenance | Gold Fields Upgrades | Repaint and trim Gold Fields Facility and new fenceline/dugouts/upper level office remodel | Wood rot in facility and original construction (circa 1980s) fence line deteriorating. | - | 150000 | 2018 | Maj. Maint.
7 | Park Maintenance | Replace Alpine Woods Outhouse | Replace Outhouse at Alpine woods park nearest tennis court with Romtec | Structure is failing. | - | 85000 | 2018 | Maj. Maint.
8 | Park Maintenance | Cemetary Expansion | Fill in center of Memorial Cemetary to add lots | Need more lot space at cemetary. | - | 150000 | 2018 | CIP
9 | Park Maintenance | Replace tennis courts at Alpine woods park | Surface needs redone |  | - | 60000 | 2018 | CIP
10 | Park Maintenance | Ski Hill Upgrades | Replace Ski Hill Bull wheel and cable/facility building repairs | Purchased used and lifespan is undetermined. | - | 75000 | 2018 | Maj. Maint.
11 | Park Maintenance | Replace Gold Fields Electronic clock system |  |  | - | 20000 | 2018 | Maj. Maint.
12 | Park Maintenance | Ruth Pond, dredge pond |  |  | - | 25000 | 2018 | Maj. Maint.
13 | Park Maintenance | Resurface Tennis/basketball courts |  |  | - | 400000 | 2018 | Maj. Maint.
14 | Park Maintenance | Add new Columbarium |  | Running out of spaces. | - | 50000 | 2018 | Maj. Maint.
15
16
17
18
19
20
21
22
23
24
25
26
27
28
29
30
31
32
33

## Parks & Rec (hidden)
Parks & Recreation
# | Department | Project Name | Brief Description | Justification | Status | Estimated Cost | Fiscal Year | Funding
1 | Parks & Recreation | Swimming Pool Renovations | In Progress |  | Active | 4000000 | 2018 | CIP 2018
2 | Parks & Recreation | Rec Center ADA Upgrades | Whole facility ADA compliant upgrades | Need to ensure ADA accessibility to facility. | - | 275000 | 2018 | Maj. Maint.
3 | Parks & Recreation | Rec Center New flooring | Replace tiles in entry way; kitchen; dance floor, & carpeting | Carpet is worn and has outlived useful service life | - | 75000 | 2018 | Maj. Maint.
4 | Parks & Recreation | REC CENTER Remodel | See combined Rec Center Scopes | Facility has outlived current use and function. | - | 2000000 | 2018 | CIP
5 | Parks & Recreation | Audio/Visual upgrades for meeting space |  |  | - |  | 2018 | Maj. Maint.
6 | Parks & Recreation | Rec Center Canopy & storage Addition | Add storage and extend patio roof | Storage for activities is currently limited to single storage shed. Expanding the patio would allow actual use of the space. Currently too small to be functional. | - |  | 2018 | CIP
7 | Parks & Recreation | Rec Center New lighting | Replace lighting with LED & add lighting where needed | interior partitions reduce light and LEDs can be an energy savings | - | 25000 | 2018 | Maj. Maint.
8 | Parks & Recreation | Rec Center Exterior upgrades & expanded parking | restain/repaint building. Add/ upgrade exterior lighting. Expand parking and add second driveway into facility. | more users need parking with expanded services. Exterior is dated and in need of maintenance that has been deferred. | - |  | 2018 | Maj. Maint.
9 | Parks & Recreation | Rec Center Gym Addition | Addition of gymnasium/ walking track / extended kitchen with more than one work station (stove, sink, fridge)/ class space | Adding a gym would allow users a gym space after school, currently difficult to schedule gyms with all the school activities. | - | 2000000 | 2018 | CIP
10 | Parks & Recreation | Eco-Counter | track the number of people entering our parks and trails | data to use for master plan | - | 400000 | 2019 | CIP
11 | Parks & Recreation | Covered play ground | covered/indoor playground located on Rec Center grounds | all year access for youth | - | 500000 | 2019 | CIP
12 | Parks & Recreation | TreeWalk Village Tree Top Trekking Adventure Park for Kids & adults | Adventours, fun, unique opportunity for the community and visitors |  | - | 750000 | 2019 | CIP
13 | Parks & Recreation | New Park in Old town | a new park and small boat launch | Amazing opportunity for the communtiy to access a beautiful part of Historic Valdez | - |  | 2019 | CIP
14 | Parks & Recreation | Ropes Course | provide a destination corporate and youth teambuilding opporunity | nothing is present south east of Anchorage | - | 1500000 | 2019 | CIP
15
16
17
18
19
20
21
22
23
24
25
26
27
28
29
30
31
32
33

## PD-PubSaf-Animal (hidden)
Police Department - Public Safety - Animal Control
# | Department | Project Name | Brief Description | Justification | Status | Estimated Cost | Fiscal Year | Funding
1 | Public Safety | Animal Shelter | In Progress |  | Active | 500000 | 2018 | CIP 2018
2 | Animal Control | Animal Shelter Floor Replacement | Replace Animal Shelter Flooring throughout the building (except Kennel area and Garage area) | Flooring is in need of replacement and is in a high-traffic, high-visibility area | - | 35000 | 2018 | Maj. Maint.
3 | Police | LED conversion for PD | Convert existing lights to LED | Well over 100 lights in an area that has employees working 24 hours a day, 7 days a week, 365 days a year. The coversion will pay for itself in a matter of two years | - | 40000 | 2018 | Maj. Maint.
4 | Police | Locker Room Remodel | Update/Remodel existing PD locker rooms | Locker rooms are outdated and in need of remodel/repair. They have been the same since at least 1999 | - | 40000 | 2018 | Maj. Maint.
5 | Public Safety | Dispatch exterior door and balcony | Build a small balcony off of the south side wall of Dispatch, install sliding door or exterior door | Dispatchers work long hours (12) in which they are unable to leave their work station - doing this project would allow them the ability to step outside and get fresh air/sunshine while still performing their job functions | - | 20000 | 2018 | CIP
6 | Police | PD Storage (including secure evidence) | A dedicated secure building for PD storage (bomb equipment, etc.) as well as secure evidence storage (vehicles). Will require electric and heat - maybe not water | Lack of storage and no secure evidence locations for large evidence items such as vehicles. Basically a copy of the existing Trooper building near DOT. | - | 50000 | 2018 | CIP
7 | Animal Control | Replace Incinerator in Animal Shelter | Replace Incinerator in Animal Shelter | End of life cycle (this one bought in 2005 and estimated life cycle is 20 years) | - | 100000 | 2018 | Maj. Maint.
8 | Police | PD Impound Lot | Clear existing dedicated lot, establish driveway and install gate | Lack of qualified impound options | - | 40000 | 2018 | CIP
9 | Animal Control | Wildlife Viewing Platform | Wildlife viewing platform on Dayville Road, west of the Hatchery. | Plans already exist - wildlife viewing platform at Dayville Road to allow point for people to view wildlife while also controlling their movement and establishing better public safety (less bear v. people encounters) | - | 50000 | 2018 | CIP
10 | Public Safety | Dispatch Remodel | Remodel / Update Dispatch | End of life cycle for equipment (10 years) | - | 400000 | 2018 | Maj. Maint.
11 | Police | New Police Station | Build new Police Station and Jail attached to the newly constructed Fire Station | As an alternative to the aforementioned smaller items….. | - | 15000000 | 2018 | CIP
12
13
14
15
16
17
18
19
20
21
22
23
24
25
26
27
28
29
30
31
32
33

## Ports & Harbor (hidden)
Ports & Harbor
# | Department | Project Name | Brief Description | Justification | Status | Estimated Cost | Fiscal Year | Funding
1 | Ports & Harbor | VCT Electrical | In Progress |  | Active | 4500000 | 2018 | CIP 2018
2 | Ports & Harbor | VCT & SBH Hi-Mast LEDs | In Progress |  | Active | 750000 | 2018 | CIP 2018
3 | Ports & Harbor | Kelsey Dock Phase 2 | In Progress |  | Active | 2000000 | 2018 | CIP 2018
4 | Ports & Harbor | VCT & SBH Upgrades | In Progress | Repair Items Identified in the 2015 Underwater Inspection Report. Defering this project will cause catostrophic failure of the VCT infrastructure. | Active | ` | 2018 | CIP 2018
5 | Ports & Harbor | Kelsey Dock Interpretive Project Phase 2 Up-Land Side | Remove the Yellow Building and replace with public event and gathering space. Move Museum. | Improve the location and desirability for public and incoming cruise ship industry port of calls. | Active | 4000000 | 2018 | CIP
6 | Ports & Harbor | Security/Operations Camera System VCT, Airport, and the Small Boat Harbor | Install cameras at the all Port and Harbor facilities. | This allows for staff to maintain control of facilities from off site locations and manage the Port and Harbor Facilities. | Active | 300000 | 2018 | CIP
7 | Ports & Harbor | Tour Dock Pump Out Replacement | Replace Failing Pump out System | Ensure Tour Vessel Operators can Pump Effluent from vessels | - | 125000 | 2018 | Maj. Maint.
8 | Ports & Harbor | Replace Decking Kelsey Dock | Wear Decking has failed in a number of places | Needs replaced before structure is compromised. | - | 550000 | 2018 | Maj. Maint.
9 | Ports & Harbor | Replace Electrical Vaults in the Small Boat Harbor Maintenance Pads | Replace Failing Electrical Service Vaults int eh Small Boat Harbor Uplands or in new location identified in the Master Plan | Failed System with a poor design | - | 750000 | 2018 | Maj. Maint.
10 | Ports & Harbor | VCT Barge Landing Repair/Replace Bulkhead | Needs some structural repairs and improvements. | Storms have washed out and damaged the landing. The Barge Landing is critical to 30% of the freight moving across the VCT. AML uses this landing to off load all of their freight year round. | - | 750000 | 2019 | CIP
11 | Ports & Harbor | Harbor Boardwalk Reconstruction | Replace failling Harbor Boardwalks and Rest Shelters. | Triping Hazzards and Failied Harbor walks. | - | 450000 | 2018 | Maj. Maint.
12 | Ports & Harbor | VCT Waterline Repair/Replacement | Replace Failed Water System at the VCT | Failed Does not supply enough water for Fire Safety. | - | 1500000 | 2018 | CIP
13 | Ports & Harbor | Replace Rest Areas in the Small Boat Harbor Boardwalks | Wood Structures Replacement for picnic and bench shelters | Failing and Due to be replaced | - | 50000 | 2018 | Maj. Maint.
14 | Ports & Harbor | Small Boat Harbor Major Reconstruction | Replace H-K Docks, Repair/relocated Boat Lifting Pier and Operations, Replace the Tour Dock, Replace the Travelift, and maximise float capacity. | End of life expectancy and needs to be replaced ($5M Grant money) | - | 10000000 | 2018 | CIP
15 | Ports & Harbor | Harbor Office and Maintenance Building | Remodel/Replace Existing Harbor Office and Maitnenance Building. Create aditional work spaces, laundry, showers, and indoor maintenance areas. | Current Harbor Offices are past their original life expectancy | - | 3000000 | 2018 | CIP
16 | Ports & Harbor | Concrete Re-sealing for all Port and Harbor Concrete surfaces | Concrete Prep and Re-sealing of the VCT float, Kelsey Plaza, and Stand Stephens Plaz areas. | The Port would like to meet industry standard Operations and Maintenance standards for Marine Infrastructures to prolong concrete life expectancy and maintenance requirements. (every 5 years) | - | 75000 | 2018 | Maj. Maint.
17 | Ports & Harbor | Airport Parking Lot Improvements and paving | Improve drainage and repair failed paving areas | Pay some now or pay more later. | - | 75000 | 2018 | Maj. Maint.
18 | Ports & Harbor | Stan Stephens parking lot and plaza repairs | Repair curbs, concrete walks, decking, and interpretive shelter. | Damaged walks and Curbs are an eyesore and if left unrepaired will eventually cause additional construction replacement costs. | - | 125000 | 2018 | Maj. Maint.
19 | Ports & Harbor | VCT Comfort Stations | There are no Restroom open to the Users of the VCT other than the properties being leased | Portable toilets are t $400 each plus fees. | - |  | 2019 | CIP
20 | Ports & Harbor | Marine Infrastructure underwater/Inpsection | This item is reoccuring every 5 years and should be built intot he long term plan. | Maintenance is less costly than replacement. | - | 250000 | 2018 | Maj. Maint.
21 | Ports & Harbor | VCT Floating Dock | Concrete and Cables are end of life expectancy and failing. | Critical Port Infrastructure | - | 15000000 | 2018 | CIP
22 | Ports & Harbor | Airport Remodel | Airport Lobby Remodel, new lighting and interior décor. | Dated and aged lobby/welcoming Port | - | 300000 | 2018 | Maj. Maint.
23 | Ports & Harbor | RE Staight Building Remodel | Building needs a remodel | Maintain the building | - | 100000 | 2018 | Maj. Maint.
24 | Ports & Harbor | Under Ground the Power Lines VSBH | Underground overhead Power Lines at the SBH Snow Lot | Allow us to use the boat lift across the street. | - | 150000 | 2018 | CIP
25 | Ports & Harbor | Underground the Power Lines at the entrance to the VCT and create staging area for trucks |  | Allows for overheight loads to be moved up the Richardson without the Power Company coming to lower the lines and interrupt service. Provides additional staging for trucks waiting to pick up frieght. | - | 350000 | 2018 | CIP
26 | Ports & Harbor | Dry Stack Facility | Construct an enclosed upland vessel storage and launch facility. | Meet demand for vessels slips and increase revenue in the Harbor enterprise fund. Dry stack is cheaper to construct and maintain than in water slips. | - | 22000000 | 2018 | CIP
27 | Ports & Harbor | New Boat Harbor Fuel Float and infrastructure | Install tanks and Pumps for New Boat Harbor Fuel Delivery. | Avoide congestion in the old boat harbor, and provide fuel vendor and consessions to the masses. | - | 4500000 | 2018 | CIP
28 | Ports & Harbor | Sea Otter Cell Pile and Expansion | Create upland space and waterfront facilities on the Sea Otter Property | Additional Waterfront Dockage and fish processing capabilities. | - | 10000000 | 2018 | CIP
29 | Ports & Harbor | Marine Industrial Repair, maintenance, inspection, demolision at the old town site. | Create infrastructure to remove vessels from the water and laydown yard space for storage,maintenance and repair. | The entire Small Boat Harbor area is congested and overgrown. The current Boat Repair yard is over grown and the electrical vaults need to be replaced. Movign this to old town makes sense and allows for private development around the City facilities. Create additional industry and Port Revenues. | - | 30000000 | 2018 | CIP
30
31
32
33

## Public Works (hidden)
Public Works
# | Department | Project Name | Brief Description | Justification | Status | Estimated Cost | Fiscal Year | Funding
1 | Public Works | Force Main Design | In Progress |  | Active | 2000000 | 2018 | CIP 2018
2 | Public Works | S. Meals Ave | In Progress |  | Active | 2000000 | 2018 | CIP 2018
3 | Public Works | New Well | In Progress |  | Active | 1000000 | 2018 | CIP 2018
4 | Public Works / Econ Dev | Whalen Ave | Design (on hold?) |  | Active | 2000000 | 2018 | CIP 2018
5 | Public Works | Glacier Haul Rd | upgrade dike with State's work | Emergency dike needs rebuilt to Engineer's specs | Active | 500000 | 2018 | Maj. Maint.
6 | Public Works | Mezanine at PW shop | Needs weight rating/ OSHA Requirement |  | - | 5000 | 2018 | Maj. Maint.
7 | Public Works | Generator at PW Shop | Emergency generator controls regularly malfunction | Emergency generator controls | - | 4000 | 2018 | Maj. Maint.
8 | Public Works | Glacier Haul Rd | Armor the edge by balefield/ add rip-rap and dig in a toe | Landfill protection. Repair river scour from 2017 | - | 250000 | 2018 | Maj. Maint.
9 | Public Works | Repair sewer main between Lift Stations 2 &3 | Pipe was potentially damaged by well point installed for nearby water main construction; Recommend TV line to look at condition; Evaluate feasibility of trenchless repair. |  | - | 100000 | 2018 | Maj. Maint.
10 | Public Works | Harbor office fish clean station has water line break that needs repaired. Replace valves and sidewalk | underground waterline break |  | - | 100000 | 2018 | Maj. Maint.
11 | Public Works | Senior Center Rd/parking lot corner removal | corner needs to be reworked for snow removal | will improve access around Hospital and Senior Center | - | 250000 | 2018 | CIP
12 | Public Works | Repair sewer main at animal shelter | Gravel in line indicates pipe failure; Recommend TV line to look at condition. | Fix failing pipe | - | 150000 | 2018 | Maj. Maint.
13 | Public Works | Baler Roof | Roof Repalcement | Leaks | - | 150000 | 2018 | Maj. Maint.
14 | Public Works | Public Works office- 2nd exit | We have a emergency window ladder only |  | - | 75000 | 2018 | CIP
15 | Public Works | Mineral Creek Bridge Repairs | Repair as per ADOT Engineer's report |  | - | 1000000 | 2018 | Maj. Maint.
16 | Public Works | Upgrade HVAC System |  |  | - | 50000 | 2018 | Maj. Maint.
17 | Public Works | New sand shed roof | at city shop | roof leaks | - | 10000 | 2018 | Maj. Maint.
18 | Public Works | Hanagita Warehouse Resided/ Concrete Floor | Needs to be resided and have a concrete floor and lights installed | Building is critical indoor storage but it needs a facelift | - | 200000 | 2018 | Maj. Maint.
19 | Public Works | Doors at PW Shop | need, hinges, and weather striping | Doors are sagging and weather stipping is worn/ leaking | - | 60000 | 2018 | Maj. Maint.
20 | Public Works | Back-up well for Well No. 4 | Install two test wells in the vicinity of Well No. 4; Develop one into a new production well. | Add needed redundancy and capacity to City water system | - | 2500000 | 2018 | CIP
21 | Public Works | Bypass at Lift Station 1 | Valves and quick-disconnect pump connection on force main to isolate station and allow bypass pumping. | Will allow bypass pumping during emergency shutdown of lift station | - | 100000 | 2018 | CIP
22 | Public Works | Electric line over Senior Center Road | Need to be removed for snow removal safety | Dangerous for snow removal operations | - | 5000 | 2018 | Maj. Maint.
23 | Public Works | South Harbor Drive complete rebuild | Replace: water, sewer, storm, gutter/sidewalk, sub-base, pavement | pavement and utilities are all in poor condition due to age. | - | 8000000 | 2018 | CIP
24 | Public Works | Comprehensive reservoir evaluation and cleaning | Perform comprehensive evaluation of tank interiors and robotic tank cleaning; Project is ongoing. | Identify maintenance issues | - | 40000 | 2018 | Maj. Maint.
25 | Public Works | Public Works office new flooring | orginal | hard to clean | - | 5000 | 2018 | Maj. Maint.
26 | Public Works | New overhead lights installed in Maintenance Shop | Replace all overhead lights in main shop | Old lights are failing. Replace with new technology/ lower energy consumption lights. Install contactor. | - | 25000 | 2018 | Maj. Maint.
27 | Public Works | Re-pave/ Drainage Repair In Robe River Subdivision | Entire subdivision has failing asphalt and drainage issues | Aging infrastructure | - | 5000000 | 2018 | CIP
28 | Public Works | Water service at Lift Stations | Install water service for wash down at Lift Stations 2, 3, 4, 5, & 6 |  | - | 50000 | 2018 | CIP
29 | Public Works | WWTP Improvements | New headworks screening and septage receiving; New Biolac aeration system in Lagoon 2 | Improve efficiency of treatment lagoons | - | 1500000 | 2018 | CIP
30 | Public Works | Reroute Lift Station 3 force main | Reroute force main to manhole upstream of Lift Station 4; Eliminates manifold connection to Lift Station 1 force main. | Will eliminate small force main back-up | - | 175000 | 2018 | CIP
31 | Public Works/Beautification | Gazebo on Egan, mason work on statue gazebo floor | Rock has fallen off for years. Was put there by council years ago, gazebo floor, perhaps rain gutters | One of the first things tourists see as they drive in to town | - | 20000 | 2018 | Maj. Maint.
32 | Public Works | Water main valve replacements, city-wide | Evaluate condition of existing water main valves and replace nonfunctioning valves | Replace aged, leaking or stuck water main valves | - | 5000000 | 2018 | Maj. Maint.
33 | Public Works | Covered Vehicle Parking | Covered area for trash trucks | Protection from weather and animals for expensive equipment | - | 150000 | 2018 | CIP
| Public Works | Snow shed roof at LS# 5,7 and 8. | Install pitched roofs to eliminate snow loading and frequent shoveling | would eliminate need to shovel roofs often during the winter | - | 150000 | 2018 | CIP
| Public Works | Build a new Solid Waste transfer site | Transfer site for Baler location | Will make Baler operations more efficient | - | 750000 | 2018 | CIP
| Public Works | Covered Equipment extended | Current equipment shed too narrow, much of the large equipment exposed to the weather | To shelter expensive equipment from the weather | - | 1000000 | 2018 | CIP
| Public Works | Public Works Kitchen upgrade | We are a emergency shelter for HH, would be nice to be able to cook | would add ability to cook in emergency situations | - | 20000 | 2018 | CIP
| Public Works | Pavement Management Phase I | S. Harbor Dr / W. Egan / Meals Pioneer to Egan |  | - | 12000000 | 2019 | CIP
| Public Works | Pavement Management Phase II | Black Gold & Robe River Pavement |  | - | 10000000 | 2019 | CIP
| Public Works | Pavement Management Phase III | W. Hanagita / W. Lowe to W. Oumalik |  | - | 7000000 | 2019 | CIP
| Public Works | Pavement Management Phase IV | Meals from Alatna to Robe River Dr. (and side streets) |  | - | 5000000 | 2019 | CIP
| Public Works | Pavement Management Phase V | C. Pioneer/ C. Fairbanks/ S. Meals to Clifton |  | - | 5000000 | 2019 | CIP
| Public Works | Pavement Management Phase VI | W. Pioneer / Mineral Creek / N. Harbor |  | - | 10000000 | 2019 | CIP

## Senior Center (hidden)
Valdez Senior Center
# | Department | Project Name | Brief Description | Justification | Status | Estimated Cost | Fiscal Year | Funding
1 | Valdez Senior Center, Inc. | Apartment Upgrades | Replace carpeting & vinyl flooring; refinish kitchen cabinets; replace existing appliances; new backsplashes and counter tops; replace built in wall ovens and flat top burners with single stove w/built in overhead microwave ovens; redo electrical wiring for stoves that isn't up to code; interior painting; replace existing overhead light fixtures; upgrade entire bathrooms with new vanities, raised toilets, light fixtures, medicine cabinets, and step in showers with grab bars & shower seats. | The apartments are over 30 years old and are in serious need of upgrade. Approximately one-half of the apartments need most of the upgrades listed. All but 5 apartments need showers replaced due to inaccessible bathtubs. Two tenants are currently in serious need of shower replacements; both are unable to step over the high sides of their bathtubs to shower. | Active | 170000 | 2018 | Maj. Maint.
2 | Valdez Senior Center, Inc. | Hot Water Power Booster | A hot water power booster is needed under the kitchen commercial dishwasher | This is a safety issue. As a City facility in Valdez serving food, we are required to maintain certain water temperatures during dishwasher wash & rinse cycles to assure items are being sterilized and sanitized. | Active | 28000 | 2018 | Maj. Maint.
3 | Valdez Senior Center, Inc. | Carpeting for VSC facility offices and stairs | Replace original carpeting in two front offices, two upstairs offices and stairway. Repair damaged floor in Director's office. | The carpeting in the facility is very old and stained. It is too worn to clean and is unsightly to the public. VSC needs to project a professional image to the public. | - | 15000 | 2018 | Maj. Maint.
4 | Valdez Senior Center, Inc. | PVC siding of entire VSC building | Repair damage; staff with Stan P. who is aware of scope of work involved. The scope of work is outside the realm of VSC's operating budget. | Repair of damaged siding will resolve existing issues and prevent additional buckling from occurring to the structure. Outside siding problems could lead to leaking issues that could impact other operations. | - | 60000 | 2018 | Maj. Maint.
5
6
7
8
9
10
11
12
13
14
15
16
17
18
19
20
21
22
23
24
25
26
27
28
29
30
31
32
33

## Valdez City Schools (hidden)
Valdez City Schools
# | Department | Project Name | Brief Description | Justification | Status | Estimated Cost | Fiscal Year | Funding
1 | Valdez City Schools | GMS & VHS Concrete Replacement | Replace sidewalk & paving & High School. Replace failed concrete at GMS | Trip hazard | Active | 375000 | 2018 | Maj. Maint.
2 | Valdez City Schools | District Office Boiler Replacement | Replace boiler system | Work ongoing with Water Damage from HWH | Active | 150000 | 2018 | Maj. Maint.
3 | Valdez City Schools | VHS-HHES Generator replacement (and switches) | State has indicated replacement is nec | Outlived life expectency | - | 1500000 | 2018 | Maj. Maint.
4 | Valdez City Schools | Waterline replacement VHS | Waterlines are nearly non functional | Outlived life expectency | - | 1500000 | 2018 | Maj. Maint.
5 | Valdez City Schools | Waterline replacement HHES | waterlines are nearly non functional | outlived life expectency | - | 1500000 | 2018 | Maj. Maint.
6 | Valdez City Schools | Waterline Replacement District Office | waterlines are nearly non functional | outlived life expectency | - | 35000 | 2018 | Maj. Maint.
7 | Valdez City Schools | VHS Library Window replacement | Replace windows of VHS library | Window seals leak | - | 1500000 | 2018 | Maj. Maint.
8 | Valdez City Schools | VHS Boys/Girls Locker Room Renovation | update locker room | ADA Noncompliant | - | 500000 | 2019 | Maj. Maint.
9 | Valdez City Schools | VHS Windows | Replace exterior windows | outlived life expectency | - |  | 2019 | Maj. Maint.
10 | Valdez City Schools | VHS Exterior Door Replacement & Security Upgrades | Replace exterior doors | outlived life expectency | - | 1500000 | 2018 | Maj. Maint.
11 | Valdez City Schools | HHES Exterior Door Replacement & Security Upgrades | Replace exterior doors | outlived life expectency | - | 1500000 | 2018 | Maj. Maint.
12 | Valdez City Schools | VHS Backetball Backboard Lift Replacements | Mechanical issues, outdated without replacement parts | outlived life expectency | - | 250000 | 2019 | Maj. Maint.
13 | Valdez City Schools | HHES Roof & Siding Replacement | Roof has exhausted its life expectancy |  | - | 850000 | 2018 | Maj. Maint.
14 | Valdez City Schools | HHES Cafeteria floor | tile floor replacement necessary | floor has settled, deteriorated, tiles loose | - | 850000 | 2018 | Maj. Maint.
15 | Valdez City Schools | VHS Overhang Repair | Repair the over hang at high school to add insulation to stop the cold air from entering the building |  | - | 25000 | 2019 | Maj. Maint.
16 | Valdez City Schools | VHS Entryway Flooring |  | outlived life expectency | - | 20000 | 2019 | Maj. Maint.
17 | Valdez City Schools | Sidewalk replacement District Office | Existing sidewalks deteriorated | outlived life expectency | - | 150000 | 2018 | Maj. Maint.
18 | Valdez City Schools | Demand Control Kitchen Ventilation Controls | All school Kitchen Vent Hoods | outlived life expectency | - | 250000 | 2019 | Maj. Maint.
19 | Valdez City Schools | Replace Freezer/cooler at VHS/HHES Bus Barn | Replace Motor with emc motor and coils and evapator | outlived life expectency | - | 500000 | 2019 | Maj. Maint.
20 | Valdez City Schools | Exterior shop doors replacement | Shop doors need replacement | Doors have exhausted their life expectency | - | 5000 | 2018 | Maj. Maint.
21 | Valdez City Schools | Storm Drain Repair District Office | Storm drain has deteriorated | storm drain has collapsed…erosion | - | 50000 | 2018 | Maj. Maint.
22 | Valdez City Schools | VHS Roof | Replace roof due to leaks |  | - | 650000 | 2019 | Maj. Maint.
23 | Valdez City Schools | Electrical support for HHES | Need to add add'l service to HHES | Electrical access not meeting needs | - | 150000 | 2018 | Maj. Maint.
24 | Valdez City Schools | VHS LED Lights | LED Parking Lot Lights |  | - | 50000 | 2019 | Maj. Maint.
25 | Valdez City Schools | HHES Bleacher Replacement | Replace Bleachers |  | - | 350000 | 2019 | CIP
26 | Valdez City Schools | VHS/HHES Appliance upgrade to LP | Switch elementary and high school kitchen appliances from electric to LP |  | - |  | 2019 | CIP
27 | Valdez City Schools | Bleachers for GMS | Bleachers for football field | Part of original scope | - | 200000 | 2018 | CIP
28 | Valdez City Schools | Science Room Remodel VHS | replace outdated equipment/tables | Not meeting needs of dept | - | 350000 | 2018 | Maj. Maint.
29 | Valdez City Schools | GMS storage building | Building for maintenance equipment | Critical to have storage | - | 400000 | 2018 | CIP
30 | Valdez City Schools | GMS Vestibule/Access | Covered entryway to weight room | additional protection to access | - | 75000 | 2018 | CIP
31 | Valdez City Schools | Pool Access Siding replacement | Siding has been damaged over the years | This is main pool entry | - | 100000 | 2018 | Maj. Maint.
32 | Valdez City Schools | VHS Concessions | VHS needs permanent concession that meets code/standards | Temporary set ups no longer adequate | - | 500000 | 2018 | CIP
33 | Valdez City Schools | District Vehicle Storage | Safe storage of District vehicles | Storeage provides safe secure location extending our vehicle life | - | 1500000 | 2018 | CIP